## Tabelle1
Indicative List - Last update FEB - please refer to our website for latest update
Lot ID | Auction Day | Qty | Type (ENG) | Make | Model | Serial | Year | Technical Details (ENG) | Raum | Gebaude | Etage
2710046 | Day1 | 1 | UPLC | ACQUITY | HDX |  | 2014 | LOT LOCATION : Maynards Warehouse in Poecking-pick up on separate appointment.
2710224 | Day1 | 1 | Plate Reader | PerkinElmer | EnSpire 2300 |  |  | LOT LOCATION : Maynards Warehouse in Poecking-pick up on separate appointment. Lot consisting of 1 used plate reader. Clean optical condition with minor signs of use. <br><strong>Technical details</strong><br>Mode: Multi-label plate reading ¦ Well Format: 96-well ¦ Detection Modes: Fluorescence, Luminescence, UV-VIS Absorbance
2710301 | Day1 | 1 | Cell Viability Analyzer | BECKMAN COULTER | Vi-CELL XR | AY46544 | 2015 | LOT LOCATION : Maynards Warehouse in Poecking-pick up on separate appointment. Lot consisting of one used Cell Viability Analyzer in clean optical condition with minor surface wear. <br><strong>Technical details</strong><br>Voltage: 230V ¦ Frequency: 50/60Hz ¦ Serial Number: AY46544 ¦ CE Certified: Yes ¦ Dimensions: n.a.
2710306 | Day1 | 1 | Microplate Reader | TRINEAN | DropSense 96 | 280 | 2014 | LOT LOCATION : Maynards Warehouse in Poecking-pick up on separate appointment. Lot consisting of 1 pre-owned microplate reader. Clean surface with minor visible scratches near input area. <br><strong>Technical details</strong><br>Input: 24V DC ¦ Manufacturer: Trinean ¦ Model: DropSense 96 ¦ Country of Manufacture: Belgium ¦ Art No.: 10106 ¦ Serial No.: S-N/04-280 ¦ Power Specifications: 24V DC <br> Connection Ports: Power input, USB connector, power switch
2710342 | Day1 | 1 | Chromatography System | CYTIVA | AKTA go | 2875694 | 2022 | LOT LOCATION : Maynards Warehouse in Poecking-pick up on separate appointment. Lot consisting of one used chromatography system. Visible clean condition with minor signs of use such as slight wear and surface marks.<br><strong>Technical details</strong><br>Max flow rate: 25 mL/min <br> Max pressure: 5 MPa <br> Dimensions: 32 x 46 x 26 cm (approx.) <br> Electrical: 100–240V, 50–60Hz, CE certified <br> Additional features: Integrated touch screen, UV monitoring.
2710399 | Day1 | 1 | Flow Cytometer (3 lasers) | BD | FACSVerse | Z6511550460 | 2014 | LOT LOCATION : Maynards Warehouse in Poecking-pick up on separate appointment.Lot consisting of 1 pre-owned flow cytometer without PC, software and dongle. Exitation lasers : red 640nm, blue 488nm, violet 405nm. DONGLE and PC not included !! Note that the safety brackets are NOT INSTALLED. The buyer is responsible for the installation of the safety brackets for the transport
2710422 | Day1 | 1 | Affinity binding Analyser | SAPIDYNE | KinExA 3200 | 5194 | Acquisition 2013 | LOT LOCATION : Maynards Warehouse in Poecking-pick up on separate appointment. Lot consisting of 1 used analyzer. Note that the safety brackets are NOT INSTALLED. The buyer is responsible for the installation of the safety brackets for the transport.<br><strong>Technical details</strong><br>Dimensions: 42 x 44 x 47cm, 26kg<br>Power Supply: Standard Power Cable<br>Connections: Multiple tubing and wiring ports visible<br>Features: Automated fluid handling system included.
2710511 | Day1 | 1 | Chromium Controller | 10X Genomics | GCG-SR-1 | 30091 |  | LOT LOCATION : Maynards Warehouse in Poecking-pick up on separate appointment. Lot consisting of 1 used 10X Genomics GCG-SR-1 Genomics Device, 100-240V, Serial #30091.
2710737 | Day1 | 1 | Centrifuge | Thermo Fisher Scientific | Heraeus Multifuge X3 FR | 41018097 | 2009 | LOT LOCATION : Maynards Warehouse in Poecking-pick up on separate appointment. Lot consisting of 1 used Thermo Fisher Scientific Heraeus Multifuge X3 FR Centrifuge, 2009, 15,000 RPM.
2900002 | Day2 | 1 | sitting bench |  |  |  |  | Sturdy white bench with a powder-coated metal frame and a plain rectangular top. Suitable for changing rooms, labs, or cleanroom environments. | Flur | 11 | EG
2900006 | Day2 | 3 | Biohazard Transport Container | DURAPORTER |  |  |  | (3) x DURAPORTER Biohazard Transport Container, clear with blue handle, approximately 3 litres capacity,inches, polycarbonate material, blue latch, biohazard label, stackable design, waterproof seal, meets OSHA standards, S2/L2 label. Category: Biohazard Transport Container Make: DURAPORTER Model: undefined Material: Polycarbonate Capacity: Approximately 3 liters Handle Type: Blue Plastic Handle Latch Type: Blue Plastic Latch Color: Clear with Blue Accents Special Features: Biohazard Label, Stackable Design, Waterproof Seal Regulatory Compliance: Meets OSHA Standards for Biohazard Transport Additional Notes: S2/L2 Label for Biohazard Level | Flur | 11 | EG
2900007 | Day2 | 3 | Cooler Box | Windax | S2 12 |  |  | Saller S2 12 Cooler Box, Red and White, 12 liters (3.17 gallons) each, carry handle, flip-top lid, manufacturer: Windax. Category: Cooler Box Make: Saller Model: S2 12 Type: Cooler Box Capacity: 12 litres Material: Plastic Color: Red and White Features: Carry handle, Flip-top lid Manufacturer: Windax Country of Manufacture: Not Available | Flur | 11 | EG
2900008 | Day2 | 1 | Refuse bin stand, Wheeled | [5 empty] | Flur | 11 | EG
2900009 | Day2 | 1 | Lab trolley | [5 empty] | Flur | 11 | EG
2900010 | Day2 | 1 | Cooler Box | Coleman | Coleman 60-Quart Performance Wheeled Cooler |  |  | The Coleman Wheeled Cooler features a 60-quart capacity, cup holders on the lid, extendable telescopic handle, and durable wheels. Ideal for outdoor events and travels, this cooler combines functionality with convenience. Caution label about children entrapment. Category: Wheeled Cooler Make: Coleman Model: Coleman 60-Quart Performance Wheeled Cooler Capacity: 60 quarts (57 liters) Dimensions: Approximately 24 x 14 x 18 inches (61 x 36 x 46 cm) Material: Plastic Color: Blue and White Features: Cup holders on lid, Extendable handle, Wheels, Caution label Wheeled: Yes Handle Type: Telescopic handle Insulation Type: Thermozone insulation Country of Manufacture: USA | Flur | 11 | EG
2900013 | Day2 | 2 | Storage container | [5 empty] | Flur | 11 | EG
2900014 | Day2 | 1 | Storage container | Alutec |  |  |  | Metal storage container, with closable lid, Alutec, made in Germany | Flur | 11 | EG
2900015 | Day2 | 1 | Lab trolley, Stainless steel, Wheeled | [5 empty] | Flur | 11 | EG
2900018 | Day1 | 1 | Gas commander | MCS | SK |  |  | Gas commander SK, MCS, made in Germany. | Flur | 11 | EG
2900024 | Day2 | 4 | Refuse waste bins | Curver |  |  |  | (4) x Refuse waste plastic bins, 2 x with lids, Curver | Flur | 11 | EG
2900026 | Day1 | 1 | Ultra-Low Temperature Freezer (-86°C) | PHCbi | MDF-DU702VX-PE | 23100541 | 2023 | PHCbi MDF-DU702VX-PE Ultra-Low Temperature Freezer, capacity of 729 liters, Temperature Range: -86°C to -50°C External Dimensions: 1000 x 940 x 1990 mm (39.4 x 37 x 78.3 inches) Internal Dimensions: 760 x 630 x 1300 mm , Weight:370 kg, Power Supply: AC 230V, 50Hz Refrigerant Type: HFC-free refrigerants Defrost System: Manual Alarm System: Remote Alarm (Max 30V, 2A) Controller Type: Microprocessor with digital display Manufacturing Date: 2023 Country of Manufacture: Made in Japan | Labor 1 | 11 | EG
2900027 | Day1 | 1 | X-Ray | XStrahl | RS225 Research System | 38996-U5 | 2015 | This XStrahl RS225 X-Ray System, Model RS225, Voltage: 220V Current: 27A Frequency: 47-63Hz Power Consumption: Approx. 2.5 kW Maximum Power: 3 kW Dimensions: Not Available Weight: 220 lbs (100 kg) X-ray Tube Voltage Range: 20kV to 220kV X-ray Tube mA Range: 1mA to 30mA Safety Certifications: CE, FC Manufacturing Location: Camberley, Surrey, England Additional Features: Includes control panel with key-activated start, emergency stop button, and digital display Made in 2015. | Labor 1 | 11 | EG
2900028 | Day2 | 1 | Refuse waste bin. | Titan | Titan 85L | 4587004047 |  | Titan 85L Yellow Commercial Trash Can with Dolly, features include a capacity of 85 liters (22.45 gallons), constructed from high-density polyethylene (HDPE), dimensions approximately 26 inches tall by 20 inches in diameter, equipped with a detachable lid and integrated handles, includes a dolly with 360-degree swivel casters for easy mobility, Serial Number: 4587004047. Model: Titan 85L Year: Not Available Serial Number: 4587004047 Capacity: 85 Liters (22.45 gallons) Material: High-density polyethylene (HDPE) Color: Yellow Dimensions: Approximately 26 inches tall and 20 inches in diameter Weight: Approximately 10 lbs (4.5 kg) Mobility Features: Dolly with 360-degree swivel casters Lid Type: Detachable lid Additional Features: Integrated handles, stackable design | Labor 1 | 11 | EG
2900030 | Day2 | 1 | Mobile Drawer Unit |  |  |  |  | Köttermann Mobile Drawer Unit, 4 drawers. metal construction, standard locking casters, approximately (60 cm x 50 cm x 75 cm). Category: Mobile Drawer Unit / Rolling Storage Cabinet Number of Drawers: 4 Material: Metal Dimensions (W x D x H): Approximately (60 cm x 50 cm x 75 cm) Caster Type: Standard Color: Light Gray | Labor 2 | 11 | EG
2900031 | Day1 | 1 | Commercial Refrigerator | Liebherr | FKU 1800 Index 20P / 001 | 62534-4 |  | Liebherr FKU 1800 Commercial Refrigerator, 180L Capacity, Solid Door, 33.5 x 23.6 x 23.6 inches (850 x 600 x 600 mm), Digital Temperature Display, 220-240V 50 Hz, Energy Efficiency Class A+, Refrigerant R600a, Serial Number: Category: Commercial Refrigerator Make: Liebherr Model: FKU 1800 Index 20P / 001 Type: Commercial Refrigerator Capacity: 180 liters Dimensions (H x W x D): 33.5 x 23.6 x 23.6 inches (850 x 600 x 600 mm) Weight: 88 lbs (40 kg) Temperature Range: 1°C to 15°C Power Consumption: 0.8 kWh/24h Voltage/Frequency: 220-240V, 50 Hz Energy Efficiency Class: A+ Number of Shelves: 3 Door Type: Solid Refrigerant Type: R600a Color: White Additional Features: Digital Temperature Display | Labor 2 | 11 | EG
2900032 | Day1 | 1 | Centrifuge | Sigma | 1-15K | 73395 |  | Sigma 1-15K Laboratory Centrifuge, 15,000 RPM, Rotor N° 12024-H, maximum capacity of 24 x 1.5 mL tubes, temperature range -10°C to 40°C (14°F to 104°F), power requirements 230/50 1 Ph, dimensions approximately 14 x 18 x 10 in (35.5 x 45.7 x 25.4 cm), weight 66 lbs (30 kg), Serial Number: 73395. Category: Laboratory Centrifuge Make: Sigma Model: 1-15K Year: undefined Serial Number: 73395 Maximum Speed (RPM): 15,000 RPM Maximum Capacity (Volume): 24 x 1.5 mL tubes Temperature Range: -10°C to 40°C (14°F to 104°F) Dimensions (L x W x H): Approx. 14 x 18 x 10 in (35.5 x 45.7 x 25.4 cm) Weight: 66 lbs (30 kg) Power Requirements: 230/50 1 Ph Rotor Type: Rotor N° 12024-H Display Type: Digital Condition: undefined Additional Features: undefined | Labor 2 | 11 | EG
2900035 | Day1 | 1 | Microscope | Life Technologies | EVOS MS31 | A1516-1727-016 | 2016 | Life Technologies EVOS MS31 Microscope featuring LED illumination, integrated flat-screen display, mechanical X-Y axis stage, LPlan 4x/0.10, LPlan Ph2 10x/0.25, LPlan Ph2 20x objective lenses, microscope mouse pad, Applied Image calibration slide. Category: Microscope Make: Life Technologies Model: EVOS MS31 Year: 2016 Serial Number: A1516-1727-016 Magnification: Up to 40x Objective Lenses: LPlan 4x/0.10,LPlan Ph2 10x/0.25,LPlan Ph2 20x Stage Type: Mechanical, X-Y axis Illumination: LED illumination Display Monitor: Integrated, flat-screen Dimensions: Approximately 15 x 14 x 18 inches (38 x 35 x 46 cm) Weight: Approximately 30 lbs (13.6 kg) Power Supply: AC power | Labor 2 | 11 | EG
2900036 | Day2 | 1 | Mobile Drawer Unit | Köttermann |  |  |  | Köttermann Mobile Drawer Unit, 4 drawers. metal construction, standard locking casters, approximately 23.6 in x 19.7 in x 29.5 in (60 cm x 50 cm x 75 cm). Category: Mobile Drawer Unit / Rolling Storage Cabinet Number of Drawers: 4 Material: Metal Dimensions (W x D x H): Approximately 23.6 in x 19.7 in x 29.5 in (60 cm x 50 cm x 75 cm) Caster Type: Standard Color: Light Gray | Labor 2 | 11 | EG
2900037 | Day1 | 1 | Lab Freezer | Liebherr | GGU 1500 Index 21R / 001 | 84.197.016.6 |  | Liebherr GGU 1500 Undercounter Freezer, 143L capacity, dimensions 32.28 x 22.05 x 22.44 inches (82 x 56 x 57 cm), weight 70.5 lbs (32 kg), static cooling with SuperFrost, noise level 38 dB, voltage 220-240V, frequency 50Hz, refrigerant R600a, made in Austria, includes instruction manual and wrench, Serial Number: 84.197.016.6. Category: Undercounter Freezer Make: Liebherr Model: GGU 1500 Index 21R / 001 Type: Undercounter Freezer Serial Number: 84.197.016.6 Capacity: 143 liters Energy Consumption: Not Available Dimensions: 32.28 x 22.05 x 22.44 inches (82 x 56 x 57 cm) Weight: 70.5 lbs (32 kg) Cooling Technology: Static cooling with SuperFrost Temperature Range: -9°F to -15°F (-23°C to -26°C) Noise Level: 38 dB Color: White Material: Steel Features: On/Off, SuperFrost, Up/Down, Alarm Voltage: 220-240V Frequency: 50Hz Refrigerant: R600a Country of Manufacture: Austria Additional Accessories: Instruction manual, wrench | Labor 2 | 11 | EG
2900038 | Day1 | 1 | Lab Freezer | Liebherr | GGU 1500 Index 21E / 001 | 6 6179 14 |  | Liebherr GGU 1500 Upright Freezer, 143L Capacity, External Dimensions: 32.28 x 23.62 x 23.62 inches, Energy Efficiency Rating: A++, Defrost Type: Manual Defrost, Temperature Range: -9 to -26°C, Voltage/Frequency: 220-240V / 50 Hz, Refrigerant Type: R600a, Annual Energy Consumption: 168 kWh/year, Noise Level: 40 dB, Color: White, Special Features: SuperFrost, Alarm, Serial Number: 6 6179 14. Category: Freezer Make: Liebherr Model: GGU 1500 Index 21E / 001 Type: Upright Freezer Serial Number: 6 6179 14 External Dimensions (H x W x D): 32.28 x 23.62 x 23.62 inches (82 x 60 x 60 cm) Internal Capacity: 143 L (5.05 cubic feet) Energy Efficiency Rating: A++ Defrost Type: Manual Defrost Temperature Range: -9 to -26°C (15.8 to -14.8°F) Number of Drawers/Shelves: 3 Drawers, 1 Basket Weight: 77 lbs (35 kg) Voltage/Frequency: 220-240V / 50 Hz Refrigerant Type: R600a Annual Energy Consumption: 168 kWh/year Noise Level: 40 dB Color: White Special Features: SuperFrost, Alarm | Labor 2 | 11 | EG
2900039 | Day2 | 1 | Laboratory Vortex Mixer | Heathrow Scientific | Sprout | HSG800936 |  | Heathrow Scientific Sprout Laboratory Vortex Mixer, 12 VDC, 0.6A, 7.3W, Approx. 2800 RPM, Dimensions 4.3 x 6.3 x 6.3 inches (10.9 x 16 x 16 cm), Weight Approx. 3 lbs (1.3 kg), ABS Plastic, Accessories Included: Power adapter, mixing pad, Country of Manufacture: China, Serial: HSG800936. Category: Laboratory Vortex Mixer Make: Heathrow Scientific Model: Sprout Type: Laboratory Vortex Mixer Serial Number: HSG800936 Power Input: 12 VDC, 0.6A, 7.3W Speed Range: Approx. 2800 RPM Dimensions: Approx. 4.3 x 6.3 x 6.3 inches (10.9 x 16 x 16 cm) Weight: Approx. 3 lbs (1.3 kg) Material: ABS Plastic Accessories Included: Power adapter, mixing pad Country of Manufacture: China Year of Manufacture: Not Available Color: Yellow Additional Features: Protective cover, compact design Compliance Standards: CE, SGS Type: Laboratory Vortex Mixer | Labor 2 | 11 | EG
2900040 | Day2 | 1 | Laboratory Vortex Mixer | Scientific Industries | Vortex-Genie 2 (G560E) | 2E-207916 |  | Scientific Industries Vortex-Genie 2 Laboratory Mixer, Model G560E, 230/240VAC, 0.50 Amps, 600-3200 RPM speed range, On/Off switch, Variable speed dial, Dimensions: 6.5 x 4.8 x 6.5 inches (16.5 x 12.2 x 16.5 cm), Weight: 8.8 lbs (4 kg), Made in USA, Category: Laboratory Vortex Mixer Make: Scientific Industries Model: Vortex-Genie 2 (G560E) Type: Laboratory Vortex Mixer Serial Number: 2E-207916 Voltage: 230/240VAC Current: 0.50 Amps Dimensions: 6.5 x 4.8 x 6.5 inches (16.5 x 12.2 x 16.5 cm) Weight: 8.8 lbs (4 kg) Speed Range: 600-3200 RPM Features: On/Off switch, Variable speed dial Included Accessories: Standard cup head Country of Manufacture: USA Power Cord Type: European 2-pin plug Patent Number: 4,781,487 | Labor 2 | 11 | EG
2900041 | Day2 | 1 | Pipette | Eppendorf | Research plus | PP213, PP221, PP222 |  | Eppendorf Research plus Pipettes, single-channel, volume range of 10 µL to 1000 µL, white with gray accents, stand included, last check on 18.07.2024, next due 18.07.2025, serial numbers: PP213, PP221, PP222. Category: Laboratory Pipettes Make: Eppendorf Model: Research plus Type: Single-channel Adjustable Volume Pipette Serial Number: PP213, PP221, PP222 Volume Range: 10 µL,20 µL,100 µL,200 µL,1000 µL Channels: Single-channel Accuracy: ±0.6% for 1000 µL Precision: ±0.2% for 1000 µL Material: Polypropylene Weight: Approximately 0.18 lbs (80 grams) Dimensions: Approximately 9.5 inches (24 cm) in length Color: White with gray accents Included Accessories: Stand Stand Included: Yes | Labor 2 | 11 | EG
2900042 | Day1 | 1 | Laboratory Thermomixer | Eppendorf | Thermomixer Comfort | 2.33E+13 |  | Eppendorf Thermomixer Comfort, 1.5 ml Capacity, Made in Germany, CE Certified, 90 W power consumption, 100-240 V, 50-60 Hz, 1.2-0.6 A current, approximately 7 lbs (3.2 kg), dimensions 9 x 8 x 4 inches (23 x 20 x 10 cm), mixing speed range 300-3,000 rpm, temperature range 15°C below ambient to 100°C, | Labor 2 | 11 | EG
2900043 | Day1 | 1 | Cell Counter | Invitrogen | Countess | 13121-019 |  | Invitrogen Countess Automated Cell Counter, Catalog Number C10281, Electrical Input 12V 1.0A, Touchscreen Display, Made in Korea, Accessories Included: USB Drive, Power Adapter, Serial Number 13121-019. Category: Automated Cell Counter Make: Invitrogen Model: Countess Type: Automated Cell Counter Serial Number: 13121-019 Catalog Number: C10281 Electrical Input: 12V, 1.0A Dimensions: Approx. 7.5 x 7 x 5 inches (19 x 18 x 13 cm) Weight: Approx. 2.2 lbs (1 kg) Display Type: Touchscreen Power Supply: 12V Power Adapter Included Year of Manufacture: Not Available Country of Manufacture: Korea Accessories Included: USB Drive, Power Adapter | Labor 2 | 11 | EG
2900044 | Day1 | 1 | Metal Laboratory stand | [5 empty] | Labor 2 | 11 | EG
2900045 | Day1 | 1 | Thawing system | BioCision | ThawSTAR CFT2 | CFT201201 |  | BioCision ThawSTAR Thawing System, power supply requirements: 18V DC, 3.5A, dimensions: approximately 5.5 x 4 x 4 inches (14 x 10 x 10 cm), weight: approximately 2 lbs (0.9 kg), thawing capacity: 1.8 - 2.0 mL cryogenic vials, thawing time: typically 3-4 minutes, material: plastic, color: white, includes power adapter, on/off switch, Serial Number: CF1201201. Category: Thawing System Make: BioCision Model: ThawSTAR Type: Thawing System Serial Number: CF1201201 Power Supply Requirements: 18V DC, 3.5A Dimensions: Approximately 5.5 x 4 x 4 inches (14 x 10 x 10 cm) Weight: Approximately 2 lbs (0.9 kg) Thawing Capacity: 1.8 - 2.0 mL cryogenic vials Thawing Time: Typically 3-4 minutes Operating Temperature Range: Not Available Material: Plastic Color: White Country of Manufacture: USA Additional Features: Includes power adapter, on/off switch | Labor 2 | 11 | EG
2900046 | Day1 | 1 | Water bath | VWR | WB 12 | 1466715 | 2020 | VWR WB 12 Laboratory Water Bath, features a digital control panel, temperature range from ambient to 100°C, 230V power requirement, transparent lid, stainless steel interior, overflow drain, made in Germany, year of manufacture 2020, serial number 1466715. Category: Laboratory Water Bath Make: VWR Model: WB 12 Type: Laboratory Water Bath Serial Number: 1466715 Capacity: Approx. 12 Liters Temperature Range: Ambient to 100°C Power Requirement: 230V AC Dimensions: Approx. 20 x 12 x 10 inches (50 x 30 x 25 cm) Weight: Approx. 20 lbs (9 kg) Material: Stainless Steel Interior Features: Digital Control Panel, Transparent Lid, Overflow Drain Year of Manufacture: 2020 Country of Manufacture: Germany | Labor 2 | 11 | EG
2900047 | Day1 | 1 | Tube Rotator | Miltenyi Biotec GmbH | MACSmix Tube Rotator | SN 4407 |  | Miltenyi Biotec MACSmix Tube Rotator, SN 4407, 12 VDC, 20 W, rotation speed approximately 5-80 rpm, dimensions approximately 11.8 x 4.9 x 6.3 inches, weight approximately 3.3 lbs, country of manufacture Germany, control panel with multiple rotation settings, adjustable speed and angle, includes power adapter and USB cable. Category: Laboratory Tube Rotator Make: Miltenyi Biotec GmbH Model: MACSmix Tube Rotator Type: Laboratory Tube Rotator Serial Number: SN 4407 Input Voltage: 12 VDC Power Consumption: 20 W Rotation Speed: Approximately 5-80 rpm Dimensions: Approximately 11.8 x 4.9 x 6.3 inches (30 x 12.5 x 16 cm) Weight: Approximately 3.3 lbs (1.5 kg) Country of Manufacture: Germany Additional Features: Control panel with multiple rotation settings, adjustable speed, and angle Included Accessories: Power adapter, USB cable | Labor 2 | 11 | EG
2900048 | Day1 | 1 | Refrigerated Centrifuge | Hettich | Rotanta 460 R | 499 | 2011 | Hettich Rotanta 460 R Refrigerated Centrifuge, Max RPM 4600, Capacity 4x1000g, Temperature Range -20°C to +40°C, Swing-out Rotor, Digital Display, Push Button Controls, Power Requirements 230 V 50/60 Hz, Tubes and Manual Included. Category: Laboratory Centrifuge Make: Hettich Model: Rotanta 460 R Year: 2011 Serial Number: 0000499 Maximum Speed (RPM): 15000 RPM Maximum Capacity: 4 x 1000 g Temperature Range: -20°C to +40°C Rotor Type: Swing-out Rotor Display Type: Digital Controls: Push Button Dimensions: 28.3 x 25.6 x 15.4 inches (72 x 65 x 39 cm) Weight: 194 lbs (88 kg) Power Requirements: 230 V, 50/60 Hz Additional Accessories Included: Tubes and Manual Hettich Rotanta 460 R Refrigerated Centrifuge, Max RPM 15000, Temperature Range -20°C to +40°C, Swing-out Rotor, Digital Display, Push Button Controls, Power Requirements 230 V 50/60 Hz, Tubes and Manual Included. Model: Rotanta 460 R Year: 2011 Serial Number: 0000499 Maximum Speed (RPM): 15000 RPM | Labor 2 | 11 | EG
2900049 | Day1 | 1 | Biological Safety Cabinet | BDK |  |  |  | BDK Biological Safety Cabinet, 230V, Filters removed,TüV Certified, stainless steel, integrated lighting, control panel with display, electrical sockets, maintenance records available with last entry 11.08.2025. Category: Biological Safety Cabinet Make: BDK Model: undefined Type: Biological Safety Cabinet Serial Number: undefined Dimensions: Approx. 48 x 30 x 60 inches (122 x 76 x 152 cm) Weight: Approx. 300 lbs (136 kg) Electrical Requirements: 230V, 6A Filter Type: HEPA Airflow Velocity: Approx. 0.3 m/s (60 fpm) Noise Level: Approx. 60 dB Lighting: Integrated Fluorescent/LED Material: Stainless Steel Additional Features: Control Panel with Display, Electrical Sockets Certifications: TüV Certification Mark Manufacture Date: undefined | Labor 2 | 11 | EG
2900050 | Day2 | 1 | Shelving unit | [5 empty] | Labor 2 | 11 | EG
2900051 | Day2 | 1 | Portable storage unit |  |  |  |  | Portable storage unit, 4 x draws, castors, plastic construction. | Labor 2 | 11 | EG
2900052 | Day2 | 1 | Lab office chair | Indico |  |  |  | Indico Office Chair, featuring adjustable height, black colour, five-star base with casters, plastic textured seat and backrest for grip. | Labor 2 | 11 | EG
2900053 | Day2 | 1 | Biohazard Waste Container |  |  |  |  | Biohazard Waste Container, blue with yellow lid, 32 gallons (120 liters), dimensions approximately 19 x 18 x 34 inches (48 x 46 x 86 cm), made of high-density polyethylene (HDPE), attached (hinged) lid, biohazard symbol on the front, UN 3291 certified. Category: Biohazard Waste Container Make: Not Available Model: Not Available Year: Not Available Serial Number: Not Available Material: High-density polyethylene (HDPE) Capacity: Approximately 32 gallons (120 liters) Dimensions: Color: Blue with Yellow Lid Lid Type: Attached (hinged) lid Special Features: Biohazard symbol on the front Certifications/Standards: UN 3291 Manufacturer Part Number: Not Available | Labor 2 | 11 | EG
2900054 | Day2 | 1 | Kick stool | [5 empty] | Labor 2 | 11 | EG
2900055 | Day2 | 1 | Lab office stool | Simco |  | 1100006 | 2016 | Simco Office Stool, adjustable height range of approximately 16-21 inches (40-53 cm), hard plastic seat material, seat diameter approximately 13 inches (33 cm), caster wheels, five-star base, manufacturing date 29.03.2016, Serial: 15-1-07649. Category: Office Stool Make: Simco BÃ¼rositzmöbel GmbH Model: Not Available Year: 2016 Serial Number: 15-1-07649 Adjustable Height Range: Approximately 16-21 inches (40-53 cm) Base Type: Five-star base with casters Wheel Type: Caster wheels Seat Material: Hard plastic or finished composite Seat Diameter: Approximately 13 inches (33 cm) Seat Thickness: Approximately 1 inch (2.54 cm) Weight Capacity: Approximately 250 lbs (113 kg) Color: Black Manufacturing Date: 29.03.2016 Additional Features: 360-degree swivel | Labor 2 | 11 | EG
2900056 | Day1 | 1 | Biological Safety Cabinet | Heraeus | HERAsafe | 40076801 |  | Heraeus HERAsafe HS 12 Biological Safety Cabinet, Filters removed 120cm x 650cm x 630cm, weight approx. 350 lbs (158 kg), power requirements 230 V, 3.0 A, 0.75 kW, lighting type UV and Fluorescent, filter type HEPA, certification TüV Product Service GS, additional features include electrical outlets inside the cabinet, Serial Number: 40076801. Category: Biological Safety Cabinet Make: Heraeus Model: HERAsafe Type: HS 12 Serial Number: 40076801 Dimensions 130cm x83cm x 209cm Power Requirements: 230 V, 3.0 A, 0.75 kW, 50 Hz Lighting Type: UV and Fluorescent Filter Type: HEPA Noise Level: Approximately 60-65 dB Construction Material: Stainless steel and glass Certification: TüV Product Service, GS Manufacturing Year: Not Available Additional Features: Electrical outlets inside the cabinet | Labor 2 | 11 | EG
2900057 | Day2 | 1 | Lab office chair | Indico |  |  |  | Indico Office Chair, featuring adjustable height. | Labor 2 | 11 | EG
2900058 | Day2 | 1 | Portable storage unit |  | Asset Number NMC-322P |  |  | Plastic Storage Drawer Unit, featuring black and clear colors, 4 transparent drawers, dimensions 14.96 x 12.20 x 34.25 inches (38 x 31 x 87 cm), easy mobility with wheels, weight approximately 8 lbs (3.6 kg). Model: Asset Number NMC-322P Plastic Storage Drawer Unit, featuring black and clear colors, 4 transparent drawers, dimensions 14.96 x 12.20 x 34.25 inches (38 x 31 x 87 cm), easy mobility with wheels, weight approximately 8 lbs (3.6 kg). Category: Plastic Storage Drawer Unit Make: Not Available Model: Asset Number NMC-322P Year: Not Available Serial Number: Not Available Material: Plastic Color: Black/Clear Dimensions: 14.96 x 12.20 x 34.25 inches (38 x 31 x 87 cm) Number of Drawers: 4 Features: Transparent drawers, easy mobility with wheels Weight: Approximately 8 lbs (3.6 kg) Mobility: Yes Condition: Not Available Other Notes: Not Available | Labor 2 | 11 | EG
2900059 | Day1 | 1 | Vacuum Pump | Gebr. Becker GmbH | VDE 0530 |  |  | ABM VDE 0530 Laboratory Vacuum Pump System, featuring a 0.25 KW motor, power requirements of 230 V, 50 Hz, additional features include attached fluid container and tubing, included accessories are tubing, fluid container, pump motor. Category: Laboratory Vacuum Pump System Make: ABM GmbH Model: VDE 0530 Year: undefined Serial Number: undefined Power Requirements: 230 V, 50 Hz Maximum Flow Rate: undefined Ultimate Vacuum Pressure: undefined Motor Power: 0.25 KW Materials: Includes plastic and metal components Dimensions: undefined Weight: undefined Additional Features: Includes attached fluid container and tubing Included Accessories: Tubing, fluid container, pump motor Condition Notes: undefined | Labor 2 | 11 | EG
2900061 | Day1 | 1 | Refrigerator | LIEBHERR | UKS 3600 | 208903-03 |  | LIEBHERR UKS 3600 Upright Refrigerator, 230V, 5 Shelves, 352 litres capacity, Energy Efficiency Rating: A++, Temperature Range: 34°F to 46°F (1°C to 8°C), Lock with Key, Serial Number: 208903-03. Made in Austria. | Labor 2 | 11 | EG
2900062 | Day1 | 1 | CO2 Incubator | Thermo Scientific | HERACell 150i | 41899335 | 2015 | Thermo Scientific HERACell 150i CO2 Incubator, features include temperature range up to 55°C, sterilization cycle 90°C, 150-liter capacity, power supply 50/60 Hz, 230V, 2.5A, 0.58 kW, stainless steel construction, humidity control up to 90% RH at 37°C, infrared CO2 sensor. Category: Laboratory Incubator. Dimensions outside: 65.8 x 62.5 x 90 cm. Inside dimension 53 x 47 x 60,7 cm. Weight: 154 lbs (70 kg) . Order Code 51026280 | Labor 2 | 11 | EG
2900063 | Day1 | 1 | CO2 Incubator | Thermo Scientific | HERACell 150i | 41899336 | 2015 | Thermo Scientific HERACell 150i CO2 Incubator, features include temperature range up to 55°C, sterilization cycle 90°C, 150-liter capacity, power supply 50/60 Hz, 230V, 2.5A, 0.58 kW, stainless steel construction, humidity control up to 90% RH at 37°C, infrared CO2 sensor. Category: Laboratory Incubator. Dimensions outside: 65.8 x 62.5 x 90 cm. Inside dimension 53 x 47 x 60,7 cm. Weight: 154 lbs (70 kg) . Order Code 51026280 | Labor 2 | 11 | EG
2900064 | Day2 | 1 | Biohazard Waste Container |  |  |  |  | Biohazard Waste Container, blue with yellow lid, 32 gallons (120 liters), dimensions approximately 19 x 18 x 34 inches (48 x 46 x 86 cm), made of high-density polyethylene (HDPE), attached (hinged) lid, biohazard symbol on the front, UN 3291 certified. Category: Biohazard Waste Container Make: Not Available Model: Not Available Year: Not Available Serial Number: Not Available Material: High-density polyethylene (HDPE) Capacity: Approximately 32 gallons (120 liters) Dimensions: Color: Blue with Yellow Lid Lid Type: Attached (hinged) lid Special Features: Biohazard symbol on the front Certifications/Standards: UN 3291 Manufacturer Part Number: Not Available | Labor 2 | 11 | EG
2900065 | Day2 | 1 | Lab office stool | Simco |  |  |  | Simco Office Stool, adjustable height range of approximately 16-21 inches (40-53 cm), hard plastic seat material, seat diameter approximately 13 inches (33 cm), caster wheels, five-star base. | Labor 2 | 11 | EG
2900066 | Day2 | 1 | Desk telephone | AVAYA | J139 27 | 21W246002RD |  |  | Labor 2 | 11 | EG
2900067 | Day1 | 1 | CO2 Incubator | Thermo Scientific | HERACell 150i | 41644263 |  | Thermo Scientific HERACell 150i CO2 Incubator, features include temperature range up to 55°C, sterilization cycle 90°C, 150-liter capacity, power supply 50/60 Hz, 230V, 2.5A, 0.58 kW, stainless steel construction, humidity control up to 90% RH at 37°C, infrared CO2 sensor. Category: Laboratory Incubator. Dimensions outside: 65.8 x 62.5 x 90 cm. Inside dimension 53 x 47 x 60,7 cm. Weight: 154 lbs (70 kg) . Order Code 51026280 | Labor 3 | 11 | EG
2900068 | Day1 | 1 | CO2 Incubator | Thermo Scientific | Heracell 150i | 51026280 | 2014 | Thermo Scientific HERACell 150i CO2 Incubator, features include temperature range up to 55°C, sterilization cycle 90°C, 150-liter capacity, power supply 50/60 Hz, 230V, 2.5A, 0.58 kW, stainless steel construction, humidity control up to 90% RH at 37°C, infrared CO2 sensor. Category: Laboratory Incubator. Dimensions outside: 65.8 x 62.5 x 90 cm. Inside dimension 53 x 47 x 60,7 cm. Weight: 154 lbs (70 kg) . Order Code 51026280 | Labor 3 | 11 | EG
2900070 | Day1 | 1 | Lab Freezer | Liebherr | GGU 1500-21A 001 | 461794 |  | Liebherr Undercounter Freezer GGU 1500-21A 001, 143 litre .featuring static cooling, SuperFrost, alarm, white colour, 4 drawers, dimensions: 33.5 x 23.6 x 22.4 inches (85 x 60 x 57 cm). | Labor 3 | 11 | EG
2900071 | Day2 | 1 | Mobile Drawer Unit |  |  |  |  | Köttermann Mobile Drawer Unit, 3 drawers. metal construction, standard locking casters, Category: Mobile Drawer Unit / Rolling Storage Cabinet Number of Drawers: 4 Material: Metal Caster Type: Standard, lockable. Color: Light Gray | Labor 3 | 11 | EG
2900072 | Day1 | 1 | Centrifuge | Heathrow Scientific | Sprout | HSA19163 |  | The Heathrow Scientific Sprout Mini Centrifuge, Model: Sprout, is a compact and efficient laboratory tool, Voltage Requirement: 220/230 VAC, Frequency: 50/60 Hz, Speed: Approx. 6,000 RPM, Capacity: 6 microtubes, Dimensions: 6.1" x 5.5" x 4.5", Weight: 2 lbs, Power Plug Type: European, Certifications: UL, CE, CAN/CSA STD C22.2 No. 1010.2.020-94, Serial Number: HSA19163. Category: Laboratory Centrifuge Make: Heathrow Scientific Model: Sprout Type: Mini Centrifuge Serial Number: HSA19163 Voltage Requirement: 220/230 VAC Frequency: 50/60 Hz Speed (RPM): Approximately 6,000 RPM Capacity: Typically accommodates 6 microtubes Dimensions: Approximately 6.1" x 5.5" x 4.5" (15.5 cm x 14 cm x 11.5 cm) Weight: Approximately 2 lbs (0.91 kg) Power Plug Type: European Plug Country of Manufacture: China Certifications: UL, CE, CAN/CSA STD C22.2 No. 1010.2.020-94 | Labor 3 | 11 | EG
2900073 | Day2 | 6 | Pipette | Eppendorf | Research Plus |  |  | (6x) Eppendorf Research Plus Micropipette Set, includes volumes 0.1-2.5, 0.5-10, 2-20, 10-100, 20-200 µL, single-channel, ergonomic design, color-coded for easy identification, autoclavable, includes stand. Category: Micropipette Set Make: Eppendorf Model: Research Plus Type: Micropipette Set Serial Number: Not Available Volume Range (µL): 0.1-2.5, 0.5-10, 2-20, 10-100, 20-200 Number of Channels: Single-channel Accuracy: Typically ±0.3% to ±1.5% depending on volume (refer to Eppendorf standards) Precision: Typically ±0.15% to ±0.6% (refer to Eppendorf standards) Material: Polypropylene and metal components Color Coding: Yellow for 100-200 µL, Grey for 2.5-20 µL Additional Features: Ergonomic design, autoclavable Included Accessories: Stand Stand Type: Circular Base Stand Item Dimensions (L x W x H): Approx. 12 x 12 x 20 inches (30.5 x 30.5 x 50.8 cm) Item Weight: Approx. 2 lbs (0.9 kg) | Labor 3 | 11 | EG
2900074 | Day2 | 6 | Pipettes | Eppendorf | Research Plus |  |  | (6) x Eppendorf Research Plus Pipette Set with Stand, includes pipettes ranging from 2.5Î¼L to 1000Î¼L, Items (2.5, 10,100, 200, 200, 1000uL) ergonomic design, adjustable volume, indicators (yellow, blue, white). Category: Single-channel pipette set with stand Make: Eppendorf Model: Research Plus Year: undefined Serial Number: undefined Number of Pipettes: 6 Volume Range (per pipette): 2.5Î¼L,10Î¼L,100Î¼L,1000Î¼L,200Î¼L (two pipettes) Accuracy: Typically ±0.3% to ±1.5% depending on volume Precision: Typically ±0.2% to ±0.9% depending on volume Material: Plastic and metal Color: Gray with colored volume indicators (yellow, blue, white) Stand Included: Yes Dimensions (Stand): Approx. 12 inches (30 cm) height Total Weight (Set): Approx. 2 lbs (0.9 kg) Additional Features: Ergonomic design, adjustable volume Manufacturer's Website: https://www.eppendorf.com | Labor 3 | 11 | EG
2900075 | Day2 | 2 | Pipette stand | Eppendorf |  |  |  |  | Labor 3 | 11 | EG
2900076 | Day1 | 1 | Microscope | Zeiss | Primo Vert | MS39 |  | Zeiss Primo Vert Inverted Microscope, featuring 4x, 20x and 40x objective lenses, LED illumination, 10x eyepiece, mechanical stage, coarse and fine focus, AC power adapter, manual included, Serial Number MS39. Category: Microscope Make: Zeiss Model: Primo Vert Type: Inverted Microscope Serial Number: MS39 Magnification Levels: Not Available Objective Lenses: 4x, 20x, 40x Eyepiece: 10x Illumination Type: LED Dimensions: 15.7 x 9.8 x 15.7 inches (40 x 25 x 40 cm) Weight: 22 lbs (10 kg) Stage Type: Mechanical Stage Focus Type: Coarse and Fine Power Supply: AC Power Adapter Year of Manufacture: Not Available Accessories Included: Manual | Labor 3 | 11 | EG
2900077 | Day2 | 1 | Pipette Controller | INTEGRA | Pipetboy acu |  |  | Integra Biosciences Pipetboy acu Pipette Controller, Adjustable Speed, Rechargeable, Volume Range: 0.1 - 100 ml, Battery Life: 8 hours, Weight: 0.4 lbs (180 g), Dimensions: 6.3 x 5.1 x 1.5 inches (16 x 13 x 4 cm), Compatible with all standard glass and plastic pipettes. Category: Laboratory Pipette Controller Make: Integra Biosciences Model: Pipetboy acu Type: Pipette Controller Serial Number: Not Available Volume Range: 0.1 - 100 ml Speed Settings: Adjustable Power Source: Rechargeable Battery Battery Life: Approximately 8 hours of continuous use Weight: Approximately 0.4 lbs (180 g) Dimensions: 6.3 x 5.1 x 1.5 inches (16 x 13 x 4 cm) Material: Plastic (Red) Compatibility: Compatible with all standard glass and plastic pipettes | Labor 3 | 11 | EG
2900078 | Day1 | 1 | Pipette Controller | INTEGRA | PIPETGIRL | IN PB30 |  | INTEGRA PIPETGIRL Pipette Controller, Voltage: 7.4V, Battery Capacity: 550mAh, Energy Density: 350Wh/l, Compliance Standards: EN 61010-1, IEC 62133, UN38.3, GB 31241, Included Accessories: Battery, Serial Number: IN PB30. Make: INTEGRA Model: PIPETGIRL Type: Pipette Controller Serial Number: IN PB30 Weight: Approximately 0.5 lbs (0.23 kg) | Labor 3 | 11 | EG
2900079 | Day1 | 1 | Pipette Controller | INTEGRA | PIPETBOY | PB007 |  | Features ergonomic design, adjustable speed settings, compatible with glass and plastic pipettes, rechargeable NiMH battery, volume range 1-100 ml, Serial Number: PB007. Category: Pipette Controller Make: Integra Model: PIPETBOY Serial Number: PB007 Volume Range: 1-100 ml Speed Settings: Adjustable Charger Included: Not Available Weight: Approximately 0.4 lbs (0.18 kg) Dimensions: Approximately 6 x 6 x 2 inches (15 x 15 x 5 cm) Material: Plastic | Labor 3 | 11 | EG
2900080 | Day1 | 1 | Automated Cell Counter | Invitrogen | Countess | 13111-101 |  | Invitrogen Countess Automated Cell Counter, Electrical Input: 12 V - 1.0 A, Dimensions: Approx. 10 x 8 x 5 inches (25.4 x 20.3 x 12.7 cm), Weight: Approx. 5 lbs (2.27 kg), Display Type: Touchscreen, Ports: USB, SD Card Slot, Additional Accessories: Power Adapter, USB Drive, Serial Number: 13111-101. Category: Automated Cell Counter Make: Invitrogen Model: Countess Year: undefined Serial Number: 13111-101 Electrical Input: 12 V - 1.0 A Catalog Number: C10281 Weight: Approx. 5 lbs (2.27 kg) Display Type: Touchscreen Ports: USB, SD Card Slot Country of Manufacture: Korea Additional Accessories: Power Adapter, USB Drive | Labor 3 | 11 | EG
2900081 | Day2 | 1 | Desk telephone | AVAYA | J139 | 21WAV4700R2R2 |  | Avaya J139 Office IP Desk Telephone, featuring a 2.8-inch color display, 3 Ethernet ports (10/100/1000 Mbps), Power over Ethernet (PoE), weight: 1.21 lbs (0.55 kg), color: Cobalt Black, Serial: 21WAV4700R2R2. Category: Office Desk Telephone Make: Avaya Model: J139 Year: undefined Serial Number: 21WAV4700R2R2 Display: 2.8-inch color display Ethernet Ports: 3 (10/100/1000 Mbps) Power Supply: Power over Ethernet (PoE) Dimensions: 8.0 x 10.4 x 7.9 in (20.3 x 26.4 x 20.1 cm) Weight: 1.21 lbs (0.55 kg) Color: Cobalt Black MAC Address: C81FEAE4F1F1 | Labor 3 | 11 | EG
2900082 | Day1 | 1 | Portable Aspiration System | INTEGRA | VACUSIP with Battery | 170281 |  |  | Labor 3 | 11 | EG
2900083 | Day2 | 1 | Laboratory Vortex Mixer | Scientific Industries | Vortex-Genie 2 | 2-92713 |  | This Scientific Industries Vortex-Genie 2 Laboratory Vortex Mixer, Model G-560E, features a 240 V voltage, 0.5 A amperage, and operates at 50 Hz, speed range of 600 - 3200 RPM, dimensions of 7.5 x 4.8 x 6.5 in (19 x 12.2 x 16.5 cm), colour blue, Serial Number: 2-92713. Category: Laboratory Vortex Mixer Make: Scientific Industries Model: Vortex-Genie 2 Serial Number: 2-92713 Voltage: 240 V Amperage: 0.5 A Frequency: 50 Hz Weight: 9 lbs (4.1 kg) Speed Range: 600 - 3200 RPM Operating Modes: On, Off, Touch | Labor 3 | 11 | EG
2900084 | Day2 | 1 | Laboratory storage |  |  |  |  | Laboratory Microplate Storage Set, includes 8 microplates, likely polypropylene or polystyrene material. Serial Numbers: A00254, A00251, A00150, A00194, A00130, A00129, A00718, A00719. Category: Laboratory Microplate Storage and Organization Set Type: Laboratory Microplate Storage and Organization Set Serial Numbers: A00254,A00251,A00150,A00194,A00130,A00129,A00718,A00719 Compatible Equipment: Most laboratory plate readers and automated systems | Labor 3 | 11 | EG
2900085 | Day2 | 1 | Lab office stool | Simco |  |  |  | Simco Office Stool, adjustable height range of approximately 16-21 inches (40-53 cm), hard plastic seat material, seat diameter approximately 13 inches (33 cm), caster wheels, five-star base. | Labor 3 | 11 | EG
2900086 | Day2 | 1 | Mobile Drawer Unit |  |  |  |  | Mobile Drawer Unit, 4 drawers. metal construction, standard locking casters, Category: Mobile Drawer Unit / Rolling Storage Cabinet Number of Drawers: 4 Dimensions - 51cm x 45cm x 57cm Material: Metal Caster Type: Standard, lockable. Color: Light Gray | Labor 3 | 11 | EG
2900087 | Day2 | 1 | Lab office chair | Indico |  |  |  | Indico Office Chair, featuring adjustable height, black colour, five-star base with casters, plastic textured seat and backrest for grip. | Labor 3 | 11 | EG
2900088 | Day1 | 1 | Laboratory Centrifuge | Sigma | 6K15 | 62840 | 1998 | Sigma 6K15 Laboratory Centrifuge, 15,000 RPM, 230V 50/60Hz, Dimensions 29.5 x 27.6 x 16.9 inches, Weight 286 lbs, Includes Sigma rotor buckets and adapters, screwdriver, power cable. Laboratory Centrifuge Make: Sigma Model: 6K15 Type: Laboratory Centrifuge Serial Number: Not Available Maximum Speed (RPM): 15,000 RPM Maximum Capacity: 4 x 2000 ml Rotor Type: Sigma 13350 Power Requirements: 230V, 50/60Hz Year of Manufacture: 1998. Accessories: Sigma rotor buckets, Various adapters. apb | Labor 3 | 11 | EG
2900090 | Day2 | 1 | Biohazard Waste Container |  |  |  |  | Biohazard Waste Container, blue with yellow lid, 32 gallons (120 liters), dimensions approximately 19 x 18 x 34 inches (48 x 46 x 86 cm), made of high-density polyethylene (HDPE), attached (hinged) lid, biohazard symbol on the front, UN 3291 certified. Category: Biohazard Waste Container Make: Not Available Model: Not Available Year: Not Available Serial Number: Not Available Material: High-density polyethylene (HDPE) Capacity: Approximately 32 gallons (120 liters) Dimensions: Color: Blue with Yellow Lid Lid Type: Attached (hinged) lid Special Features: Biohazard symbol on the front Certifications/Standards: UN 3291 Manufacturer Part Number: Not Available | Labor 3 | 11 | EG
2900091 | Day1 | 1 | Water Bath | VWR | VWB 12 | 11117014 |  | VWR VWB 12 Laboratory Water Bath, 12L Capacity, Digital Control, Power Requirements: 230V 50Hz 6A, Stainless Steel Interior, Made in Germany, Serial Number: 11117014 Category: Laboratory Water Bath Make: VWR Model: VWB 12 Type: Water Bath Serial Number: 11117014 Capacity: 12 liters (3.17 gallons) Temperature Range: Ambient +5°C to 100°C (41°F to 212°F) Temperature Stability: ±0.1°C Power Requirements: 230V, 50Hz, 6A Material: Stainless steel interior Features: Digital control panel, Power switch, Drain valve Manufacture Date: 2020 Country of Manufacture: Made in Germany Included Accessories: Power cord, User documentation | Labor 3 | 11 | EG
2900092 | Day2 | 1 | Laboratory Vortex Mixer | VWR | Lab Dancer S40 | 06.119213 |  | VWR Lab Dancer S40 Vortex Mixer, CE, UL, C UL, LVD certified, IP 40 rating, powered by OXIS adapter, typical speed range around 2800 rpm, orbital diameter 4.5 mm (0.18 inches), and model serial number 06.119213. Category: Laboratory Vortex Mixer Make: VWR Model: Lab Dancer S40 Type: Laboratory Equipment - Vortex Mixer Serial Number: 06.119213 Power Supply: OXIS Adapter, typically 100-240V AC Speed Range: Approx. 2800 rpm Orbital Diameter: 4.5 mm (0.18 inches) Maximum Load: Typically 0.5 kg (1.1 lbs) Dimensions: Approx. 100 x 70 mm (3.94 x 2.76 inches) Weight: Approx. 0.55 kg (1.21 lbs) IP Rating: IP 40 Certifications: CE, UL, C UL, LVD Made in IKA | Labor 3 | 11 | EG
2900093 | Day1 | 1 | Biological Safety Cabinet | BDK |  |  |  | BDK Biological Safety Cabinet, stainless steel,Filters removed, UV light, dimensions 47.24 x 31.50 x 84.65 inches (120 x 80 x 215 cm), approx. weight 440 lbs (200 kg), power requirements 230V, 50Hz, HEPA filter, vertical laminar flow, noise level approx. 60 dB, additional features include biohazard symbol, UV port, control panel, TüV certified. Category: Biological Safety Cabinet Make: BDK Dimensions: 47.24 x 31.50 x 84.65 inches (120 x 80 x 215 cm) Weight: Approx. 440 lbs (200 kg) Power Requirements: 230V, 50Hz Airflow Type: Vertical Laminar Flow Certifications: TüV Certified | Labor 3 | 11 | EG
2900094 | Day1 | 1 | Mixer | Scientific Industries | Vortex-Genie 2 | 2E-207963 |  | Scientific Industries Vortex-Genie 2 Vortex Mixer, Model G560E, 230/240VAC, 0.50 Amps, 50/60Hz, Dimensions: 7 x 5 x 6 inches (17.8 x 12.7 x 15.2 cm), Weight: 4 lbs (1.8 kg), Speed Range: 600-3200 RPM, Operating Modes: On/Off/Touch, European Plug, Made in USA, Serial Number: 2E-207963. Category: Laboratory Vortex Mixer Make: Scientific Industries Model: Vortex-Genie 2 Type: Vortex Mixer Serial Number: 2E-207963 Voltage: 230/240VAC Frequency: 50/60Hz Power: 0.50 Amps Dimensions: 7 x 5 x 6 inches (17.8 x 12.7 x 15.2 cm) Weight: 4 lbs (1.8 kg) Speed Range: 600-3200 RPM Operating Modes: On/Off/Touch Plug Type: European Plug Country of Manufacture: Made in USA Additional Features: Patent No. 4,781,487 | Labor 3 | 11 | EG
2900095 | Day2 | 1 | Lab office chair | Simex |  |  |  | Simex 7445 Office Chair, featuring adjustable height, black color, five-star base with casters, plastic, metal materials, textured seat and backrest for grip. Category: Office Chair Make: Simex Model: 7445 Base Type: Five-star base with casters Adjustability Features: Height adjustable Caster Type: Plastic casters Seat Height Range: Approximately 16-21 inches (40.64-53.34 cm) Weight Capacity: Approx. 250 lbs (113.4 kg) Special Features: Textured seat and backrest for grip | Labor 3 | 11 | EG
2900096 | Day2 | 1 | Adjustable Pipette | Eppendorf | Research plus |  |  | Eppendorf Research plus Adjustable Pipette, 100-1000 µL Volume Range, | Labor 3 | 11 | EG
2900097 | Day1 | 1 | Pipette | Eppendorf | Research Plus |  |  | Eppendorf Research Plus Pipette, 10-100 µL Volume Range, Single Channel, increments of 0.1 µL, accuracy ±0.6% at 100 µL and ±1.5% at 10 µL, precision ±0.2% at 100 µL and ±0.8% at 10 µL. | Labor 3 | 11 | EG
2900098 | Day1 | 1 | Pipette | Eppendorf | Research Plus |  |  | Eppendorf Research Plus Single-Channel Pipette, Volume Range: 0.1-10 µL, Increments: 0.1 µL, Accuracy: ±1.5%, Precision: ±1.0%. | Labor 3 | 11 | EG
2900099 | Day2 | 1 | Shelving unit pictured | [5 empty] | Labor 3 | 11 | EG
2900100 | Day1 | 1 | Vacuum Pump | Vacuubrand | PC 21 | 21093901 | 1998 | Vacuubrand PC 21 Vacuum Pump Unit, includes glass flask, tubing, 2.1 m³/h capacity, 10 mbar ultimate pressure, 0.12 kW motor power, 50/60 Hz, single phase, 45 dB noise level, Serial Number: 21093901. Category: Vacuum Pump Unit Make: Vacuubrand Model: PC 21 Year: 1998 Serial Number: 21093901 Capacity: Approx. 2.1 m³/h (74.2 CFM) Ultimate Pressure: Approx. 10 mbar (7.5 Torr) Motor Power: Approx. 0.12 kW (0.16 HP) Voltage Requirement: 230 V Frequency: 50/60 Hz Phase: Single Phase Weight: Approx. 20 lbs (9 kg) Dimensions: Approx. 15 x 12 x 10 inches (38 x 30 x 25 cm) Noise Level: 45 dB | Labor 3 | 11 | EG
2900101 | Day2 | 1 | Storage trolley |  |  |  |  | Storage trolley, 3x shelves, mesh shelf design, Castors | Labor 3 | 11 | EG
2900102 | Day1 | 1 | Biological safety cabinet | BDK |  |  |  | BDK Biological Safety Cabinet, Class II, Filters removed, TüV Certified, features include internal power outlets, UV light, adjustable stand, biohazard sign. Category: Biological Safety Cabinet Make: BDK External Dimensions (W x D x H): (120 x 90 x 215 cm) Class Type: Class II Weight: Typically 500-600 lbs (227-272 kg) Certifications: TüV certified | Labor 3 | 11 | EG
2900103 | Day2 | 1 | Lab office chair | Simex | 7445 |  |  | Simex 7445 Office Chair, featuring adjustable height, black color, five-star base with casters, plastic, metal materials, textured seat and backrest for grip. Category: Office Chair Make: Simex Model: 7445 Base Type: Five-star base with casters Adjustability Features: Height adjustable Caster Type: Plastic casters Seat Height Range: Approximately 16-21 inches (40.64-53.34 cm) Weight Capacity: Approx. 250 lbs (113.4 kg) Special Features: Textured seat and backrest for grip | Labor 3 | 11 | EG
2900105 | Day2 | 1 | Kick step stool. | [5 empty] | Labor 3 | 11 | EG
2900106 | Day1 | 1 | UPS | APC | SMT1000IC |  |  | APC SMT1000IC Smart-UPS, 1000 VA / 700 Watts, 8 Outlets, Output Voltage: 230V, Input Voltage: 230V, Tower Form Factor, Lead-Acid Battery, Replacement Battery Cartridge: APCRBC123, Interface Ports: Ethernet, USB, Serial, Network Management Card Slot, Included Accessories: Power cables, Documentation CD, Installation Guide. Category: Uninterruptible Power Supply (UPS) Make: APC Model: SMT1000IC Type: Smart-UPS Output Power Capacity: 1000 VA / 700 Watts Output Voltage: 230V Input Voltage: 230V Number of Outlets: 8 Form Factor: Tower Battery Type: Lead-Acid Interface Ports: Ethernet, USB, Serial Weight: 31 lbs (14.06 kg) Included Accessories: Power cables, Documentation CD, Installation Guide | Labor 3 | 11 | EG
2900107 | Day1 | 1 | Live-Cell Analysis System | Sartorius | IncuCyte S3-C2 | 52227 | circa 2022 | Sartorius IncuCyte S3-C2 Live-Cell Analysis System, DOM 30 June 2022, Windows 10 Enterprise LTSC 2019 compatibility, includes IncuCyte Imager, Controller, Optical Components Box, ImageLock Plate, real-time cell analysis, compatible with various assays, Serial No: 52227. Category: Laboratory Equipment Make: Sartorius Model: IncuCyte S3-C2 Type: Live-Cell Analysis System Serial Number: 52227 Date of Manufacture: 30 June 2022 Dimensions: Approximately 23.5" x 20.5" x 11" (59.7 x 52.1 x 27.9 cm) Power Requirements: 100-240V AC, 50/60Hz Software Compatibility: Windows 10 Enterprise LTSC 2019 Included Accessories: IncuCyte Imager, Controller, Optical Components Box, ImageLock Plate | Labor 3 | 11 | EG
2900108 | Day1 | 1 | CO2 Incubator | PHCbi | MCO-230AICUV-PE | 22660120 | 2022 | PHCbi MCO-230AICUV-PE CO2 Incubator, 5°C above ambient to 50°C, 0 to 20% CO2 range, 95% RH humidity control, UV Sterilization, Remote Alarm Capability, AC 220-240V, 50Hz, 620 x 1000 x 730 mm, Stainless Steel, Serial Number: 22660120. Category: CO2 Incubator Make: PHCbi Model: MCO-230AICUV-PE Serial Number: 22660120 Capacity: 230 Liters (8.12 cu.ft) Temperature Range: 5°C above ambient to 50°C CO2 Concentration Range: 0 to 20% Humidity Control: Up to 95% RH Power Requirements: AC 220-240V, 50Hz Dimensions (W x H x D): 24.4 x 39.4 x 28.7 inches (620 x 1000 x 730 mm) Weight: 209 lbs (95 kg) Material: Stainless Steel Interior Material: Copper-Enriched Stainless Steel Decontamination System: Installed, H2O2 Additional Features: UV Sterilization, Remote Alarm Capability | Labor 3 | 11 | EG
2900111 | Day1 | 1 | Laboratory Centrifuge | Sigma | 6K15 | ZF10 |  | Sigma 6K15 Laboratory Centrifuge, Maximum Speed: 13500 RPM, Maximum Capacity: 6 x 500 ml, Power Requirements: 230V/50Hz, 16 A, Country of Manufacture: Germany, Certification: ISO 9001, CE, Serial Number: ZF10. Category: Laboratory Centrifuge Make: Sigma Model: 6K15 Type: Laboratory Centrifuge Serial Number: ZF10 Maximum Speed (RPM): 13500 Maximum Capacity: 6 x 500 ml Rotor Type: Fixed-angle Power Requirements: 230V/50Hz, 16 A Dimensions: Not Available Weight: Approximately 220 lbs (100 kg) Country of Manufacture: Germany Certification: ISO 9001, CE Additional Features: Not Available | Labor 4 | 11 | EG
2900112 | Day1 | 1 | Laboratory Freezer | Liebherr | GGU 1500 index 215 / 001 |  |  | Liebherr GGU 1500 Laboratory Freezer, -9°F to -14.8°F, Capacity (Internal volume 143 litres) Digital control panel, Multiple compartments, Alarm system, Serial Number: 9984847-19. Category: Laboratory Freezer Make: Liebherr Model: GGU 1500 index 215 / 001 Serial Number: 9984847-19 Temperature Range: -9°F to -14.8°F (-23°C to -26°C) Capacity: 143 litres Weight: 77 lbs (35 kg) Power Supply: 220-240V 50Hz Features: Digital control panel, Multiple compartments, Alarm system Interior Construction Material: Metal shelves Exterior Construction Material: Metal | Labor 4 | 11 | EG
2900113 | Day1 | 1 | Pipettes Holder | EPPENDORF |  |  |  |  | Labor 4 | 11 | EG
2900114 | Day1 | 1 | Pipette | Eppendorf | Research plus |  |  | Eppendorf Research plus Adjustable Volume Pipette, 0.1 - 10 µL range, manual type, autoclavable parts, made of plastic and metal, ergonomic design, lightweight, ±1.0% accuracy at 10 µL, ±0.5% precision at 10 µL. Category: Adjustable Volume Pipette Make: Eppendorf Model: Research plus Type: Adjustable Volume Pipette Serial Number: Not Available Volume Range: 0.1 - 10 µL Increment: 0.1 µL Accuracy: ±1.0% at 10 µL Precision: ±0.5% at 10 µL Pipette Type: Manual Autoclavable Parts: Yes Material: Plastic and Metal Warranty: 1 year Weight: Approximately 2.8 oz (80 g) Dimensions: Not Available Additional Features: Ergonomic design, lightweight | Labor 4 | 11 | EG
2900115 | Day1 | 1 | Pipette | Eppendorf | Research plus |  |  | Eppendorf Research plus Adjustable Volume Pipette, 0.1-20 µL Range, 0.02 µL Increment, ±1.0% Accuracy, ±0.5% Precision, Ergonomic design, Lightweight, White and Grey. Category: Pipette Make: Eppendorf Model: Research plus Type: Adjustable Volume Pipette Serial Number: Not Available Volume Range: 0.1 to 20 µL Increment: 0.02 µL Accuracy: ±1.0% at 20 µL Precision: ±0.5% at 20 µL Material: Plastic Color: White and Grey Length: Approximately 9.06 inches (23 cm) Weight: Approximately 0.18 lbs (80g) | Labor 4 | 11 | EG
2900116 | Day1 | 1 | Pipette | Eppendorf | Research plus |  |  | Eppendorf Research plus Single-channel Pipette, 20-200 Î¼L Range, 1 Î¼L Increments, Accuracy ±1.0% at 200 Î¼L, Precision ±0.2% at 200 Î¼L, Plastic with metal components, Weight approximately 3.1 oz (88 g), Dimensions approximately 9.1 in (23 cm). Category: Pipette Make: Eppendorf Model: Research plus Type: Single-channel Pipette Serial Number: Not Available Volume Range: 20 - 200 Î¼L Increments: 1 Î¼L Accuracy: ±1.0% at 200 Î¼L Precision: ±0.2% at 200 Î¼L Material: Plastic with metal components Weight: Approximately 3.1 oz (88 g) Dimensions: Approximately 9.1 in (23 cm) | Labor 4 | 11 | EG
2900117 | Day1 | 1 | Pipette | Eppendorf | Research plus |  |  | Eppendorf Research plus Single-Channel Pipette, 100-1000 µL Volume Range, Increment 0.1 µL, Accuracy ±0.6% at 1000 µL, Precision ±0.2% at 1000 µL, Plastic with Metal Components, Ergonomic design, Autoclavable. Category: Single-Channel Adjustable Pipette Make: Eppendorf Model: Research plus Volume Range: 100-1000 µL Increment: 0.1 µL Accuracy: ±0.6% at 1000 µL Precision: ±0.2% at 1000 µL Material: Plastic with Metal Components Weight: Approximately 0.2 lbs (0.09 kg) Dimensions: Approximately 10 inches (25 cm) in length | Labor 4 | 11 | EG
2900118 | Day1 | 1 | Pipette | Thermo Scientific | Finnpipette F2 | H82Z79 |  | Thermo Scientific Finnpipette F2 Multichannel Pipette, 0.5-10 µL volume range, ergonomic design, adjustable volume, black and yellow, made in Finland. Category: Multichannel Pipette Make: Thermo Scientific Model: Finnpipette F2 Type: Multichannel Pipette Serial Number: H82Z79 Channels: 8 or 12 Volume Range: 0.5-10 µL Increment: 0.1 µL Dimensions: Approximately 9 x 5 x 1.5 inches (22.8 x 12.7 x 3.8 cm) Country of Manufacture: Finland Additional Features: Ergonomic design, adjustable volume | Labor 4 | 11 | EG
2900119 | Day1 | 1 | Mixer | Heathrow Scientific | Sprout | HSA19062 |  | The Heathrow Scientific Sprout Vortex Mixer is ideal for laboratory mixing needs, 50 Hz frequency, electric power source, speed range: 300 - 3,000 rpm, dimensions: 4.7 x 4.6 x 5.2 inches (120 x 118 x 133 mm), weight: 2.2 lbs (1 kg), certifications: Conforms to UL STD 61010-1, Certified to CAN/CSA STD C22.2 No. 1010.2.020-94, Serial Number: HSA19062. Category: Laboratory Vortex Mixer Make: Heathrow Scientific Model: Sprout Serial Number: HSA19062 Voltage: 220/230 VAC Frequency: 50 Hz Power Source: Electric Speed Range: 300 - 3,000 rpm Dimensions: 4.7 x 4.6 x 5.2 inches (120 x 118 x 133 mm) Weight: 2.2 lbs (1 kg) Country of Manufacture: Made in China Certifications: Conforms to UL STD 61010-1, Certified to CAN/CSA STD C22.2 No. 1010.2.020-94 | Labor 4 | 11 | EG
2900120 | Day1 | 1 | Ultra-Low Temperature Freezer (-86°C) | Panasonic | MDF-193-PE | 14050050 | 2014 | Panasonic Ultra-Low Temperature Freezer, Model MDF-193, 86L Capacity, Voltage AC 220/230/240V, Frequency 50Hz, Power Consumption 2.0A, Refrigerant R245fa/R600/R23, Temperature Range -80°C to -10°C, Alarm System, Kyoto Protocol Compliant, Serial Number: 14050050. (Contains Fluorinated greenhouses gases covered by the Kyoto protocol ). DOM 2014 Category: Ultra-Low Temperature Freezer Make: Panasonic Model: MDF-193 Type: Ultra-Low Temperature Freezer Serial Number: 14050050 Effective Capacity: 86L Voltage: AC 220/230/240V Frequency: 50Hz Power Consumption: 2.0A Refrigerant Type: R245fa/R600/R23 Temperature Range: -80°C to -10°C External Dimensions (HxWxD): Approximately 39in x 26in x 33in (99cm x 66cm x 84cm) Country of Manufacture: Japan Special Features: Alarm System | Labor 4 | 11 | EG
2900121 | Day1 | 1 | Laboratory Vortex Mixer | VWR | LAB DANCER S40 | 06.190998 |  | VWR LAB DANCER S40 Laboratory Vortex Mixer, features 2800 RPM mixing speed, power supply included, dimensions approximately 4 x 4 x 4 inches, weight approximately 1.1 lbs, operating temperature up to 104°F, voltage 110-240 V, frequency 50/60 Hz, IP 40 protection, touch operation, certifications CE and UL. Serial Number: 06.190998. Category: Laboratory Vortex Mixer Make: VWR Model: LAB DANCER S40 Serial Number: 06.190998 Mixing Speed Range: 2800 RPM Power Supply: Included Voltage: 110-240 V Frequency: 50/60 Hz Included Accessories: Power Adapter Certification: CE, UL | Labor 4 | 11 | EG
2900122 | Day1 | 1 | Cell Counter | Invitrogen | Countess | 13111-091 |  | Invitrogen Countess Automated Cell Counter, Model C10281, Electrical Input: 12V 1.0A, Dimensions: Approximately 10 x 8 x 10 inches (25.4 x 20.3 x 25.4 cm), Weight: Approximately 5 lbs (2.3 kg), Display Type: Touchscreen LCD, USB Ports: 1, Manufactured in Korea, Serial Number: 13111-091. Category: Automated Cell Counter Make: Invitrogen Model: Countess Type: Automated Cell Counter Serial Number: 13111-091 Catalog Number: C10281 Electrical Input: 12V 1.0A Dimensions: Approximately 10 x 8 x 10 inches (25.4 x 20.3 x 25.4 cm) Weight: Approximately 5 lbs (2.3 kg) Display Type: Touchscreen LCD USB Ports: 1 Country of Manufacture: Korea | Labor 4 | 11 | EG
2900123 | Day1 | 1 | Cell Counter | ChemoMetec A/S | NucleoCounter ® NC-250 | 9.00025E+14 |  | ChemoMetec NucleoCounter® NC-250 Automated Cell Counter, includes USB 2.0 ports, power requirements of 24VDC 50W max, accessories such as a mouse and Dell laptop, manufactured by ChemoMetec A/S in Denmark, Serial No. 900025104700328. Category: Automated Cell Counter Make: ChemoMetec Model: NucleoCounter® NC-250 Type: Automated Cell Counter Serial Number: 900025104700328 Power Requirements: 24VDC 50W max Input/Output Ports: USB 2.0 Dimensions: Approximately 12 x 8 x 14 inches (30.5 x 20.3 x 35.6 cm) Weight: Approximately 11 lbs (5 kg) Included Accessories: Mouse, Power Cables, Dell Laptop Manufacturer: ChemoMetec A/S Country of Manufacture: Denmark | Labor 4 | 11 | EG
2900124 | Day1 | 1 | Lab Refrigerator | Kirsch | MED-125 | 125 30 01998 | 2016 | Kirsch MED-125 Medical Refrigerator, 120L gross capacity, net capacity 115L, temperature range 2°C to 8°C (35.6°F to 46.4°F), uses R600a refrigerant, operates at 220-240V/50Hz, power consumption of 0.41 A, dimensions 32x23x23 inches (81.3x58.4x58.4 cm), weight 110 lbs (50 kg), features a digital control panel and adjustable shelves, TüV certified, year of manufacture 2016, Serial Number: 125 30 01998. Category: Medical Refrigerator Make: Kirsch Model: MED-125 Year: 2016 Serial Number: 125 30 01998 Capacity: 120 liters (gross), 115 liters (net) Temperature Range: 2°C to 8°C (35.6°F to 46.4°F) Refrigerant Type: R600a, 0.032 kg Voltage/Frequency: 220-240V, 50 Hz Power Consumption: 0.41 A Dimensions (H x W x D): 32 x 23 x 23 inches (81.3 x 58.4 x 58.4 cm) Weight: 110 lbs (50 kg) Key Features: Digital control panel, adjustable shelves Compliance/Certifications: TüV certified | Labor 4 | 11 | EG
2900125 | Day2 | 1 | Lab office stool |  |  |  |  | Ergonomic Black Lab Stool, Adjustable Height, Five-Star Base, Polyurethane seat with metal base, height range 22-32 inches, seat dimensions approximately 14x12 inches, manual adjustment lever, | Labor 4 | 11 | EG
2900126 | Day2 | 1 | Lab office stool | Simco |  |  |  | Simco Office Stool, adjustable height range of approximately 16-21 inches (40-53 cm), hard plastic seat material, seat diameter approximately 13 inches (33 cm), caster wheels, five-star base. | Labor 4 | 11 | EG
2900127 | Day2 | 1 | Desk telephone | AVAYA | J139 27 | 21WZ44706002R4 |  | Avaya J139 Office IP Desk Telephone, featuring a 2.8-inch colour screen | Labor 4 | 11 | EG
2900128 | Day2 | 1 | Radio Alarm | GRUNDIG |  |  |  |  | Labor 4 | 11 | EG
2900129 | Day1 | 1 | Microscope | Life Technologies | EVOS XL Core | C1014-1727-080 | 2014 | Life Technologies EVOS XL Core Digital Microscope, March 2014, Serial Number: C1014-1727-080, Infinity-corrected optical system, 4x to 40x magnification range, LED Illumination, | Labor 4 | 11 | EG
2900130 | Day1 | 1 | Laboratory Water Bath | VWR | VWB 12 | 1116514 |  | VWR VWB 12 Laboratory Water Bath, 230V, Digital Display, Temperature Range: Ambient +5°C to 99°C, Temperature Uniformity: ±0.2°C, Stainless Steel Interior, Serial Number: 1116514 Category: Laboratory Water Bath Make: VWR Model: VWB 12 Serial Number: 1116514 Capacity: Approximately 12 liters (3.17 gallons) Power Requirements: 230V AC, 6A Material: Stainless Steel Interior Features: Digital Display | Labor 4 | 11 | EG
2900131 | Day1 | 1 | Lab office stool | Simco |  |  |  | Simco Office Stool, adjustable height range of approximately 16-21 inches (40-53 cm), hard plastic seat material, seat diameter approximately 13 inches (33 cm), caster wheels, five-star base. | Labor 4 | 11 | EG
2900132 | Day2 | 1 | Mobile Drawer Unit |  |  |  |  | Mobile Drawer Unit, 3 drawers. metal construction | Labor 4 | 11 | EG
2900133 | Day1 | 1 | Pipette | Thermo | Finnpipette F2 |  |  | Thermo Finnpipette F2 Multichannel Pipette, 30-300 µL, 8 Channels, ergonomic design, adjustable volume, factory calibrated, material: polypropylene and metal, compatibility: universal for standard pipette tips. Category: Pipette Make: Thermo Model: Finnpipette F2 Type: Multichannel Pipette Serial Number: Not Available Volume Range: 30-300 µL Channels: 8 Material: Polypropylene and Metal Calibration: Factory calibrated Weight: Approximately 0.5 lbs (0.23 kg) Dimensions: Roughly 10 x 5 x 2 inches (25.4 x 12.7 x 5 cm) | Labor 4 | 11 | EG
2900134 | Day1 | 1 | Pipette |  |  |  |  | Pipette, 30-300 µL, 12 Channels, (internal code: MPP11) | Labor 4 | 11 | EG
2900135 | Day1 | 1 | Pipette | Thermo Scientific | Finnpipette F2 | LH25534 |  | Thermo Scientific Finnpipette F2 Multichannel Pipette, 8 Channel, adjustable volume, volume increment 0.1 µl, accuracy ±1.0% at 100 µl, precision 0.3% at 100 µl, made in Finland, Serial Number: LH25534. Category: Multichannel Pipette Make: Thermo Scientific Model: Finnpipette F2 Type: Multichannel Pipette Serial Number: LH25534 Number of Channels: 8 Volume Range: 10-100 µl Increment: 0.1 µl Accuracy: ±1.0% at 100 µl Precision: 0.3% at 100 µl Country of Manufacture: Made in Finland Length: Approximately 10 inches (25.4 cm) Weight: Approximately 0.5 lbs (0.23 kg) Additional Features: Adjustable Volume | Labor 4 | 11 | EG
2900136 | Day2 | 1 | Storage unit |  |  |  |  | Mobile storage unit | Labor 4 | 11 | EG
2900137 | Day2 | 1 | Assorted Storage racks | [5 empty] | Labor 4 | 11 | EG
2900138 | Day1 | 1 | Biological safety cabinet | Kendro Laboratory Products | HSP 18 | 51021957 | 2002 | 180cm x 650cm x 630cm, Kendro HSP 18 Biological Safety Cabinet, Type II, Filters removed, featuring 230 V, 50 Hz, 1.3 kW electrical requirements, with approximate external dimensions of 78 x 31 x 60 inches (198 x 79 x 152 cm), internal work area dimensions of 70 x 24 x 30 inches (178 x 61 x 76 cm), weight of 400 lbs (181 kg), HEPA filters with 99.99% efficiency, airflow velocity of 0.3 m/s (60 fpm), noise level of 58 dB, compliance with EN 12469: 2000, NF X 44 - 201: Type II. Serial Number: 51021957. Category: Biological Safety Cabinet Make: Kendro Laboratory Products Model: HSP 18 Type: Biological Safety Cabinet, Type II Serial Number: 51021957 External Dimensions: Approx. 78 x 31 x 60 inches (198 x 79 x 152 cm) Weight: Approx. 400 lbs (181 kg) Electrical Requirements: 230 V, 50 Hz, 1.3 kW Year of Manufacture: 2002 Compliance Standards: EN 12469: 2000, NF X 44 - 201: Type II | Labor 4 | 11 | EG
2900139 | Day2 | 1 | Lab office chair | Indico |  |  |  | Indico Office Chair, featuring adjustable height, black colour, five-star base with casters, plastic textured seat and backrest for grip. | Labor 4 | 11 | EG
2900140 | Day2 | 1 | Lab office chair | Indico |  |  |  | Indico Office Chair, featuring adjustable height, black colour, five-star base with casters, plastic textured seat and backrest for grip. | Labor 4 | 11 | EG
2900141 | Day2 | 1 | Storage container |  |  |  |  | Portable storage container, 4 x shelves | Labor 4 | 11 | EG
2900142 | Day2 | 1 | Shelving unit | [5 empty] | Labor 4 | 11 | EG
2900143 | Day1 | 1 | Biological safety cabinet | BDK |  |  |  | BDK Biological Safety Cabinet, Vertical Laminar Flow, HEPA Filters removed, Stainless Steel, UV Light & Fluorescent, Digital Control Panel, Key Lock Category: Biological Safety Cabinet Make: BDK Model: undefined Year: undefined Serial Number: undefined Weight: Approximately 300 lbs (136 kg) Material: Stainless Steel Airflow Type: Vertical Laminar Flow Filter Type: HEPA Filter Lighting: UV Light & Fluorescent Noise Level: Approximately 60 dB Power Requirements: 110-120V, 60Hz Additional Features: Digital Control Panel, Key Lock Dimensions (WxDxH): | Labor 4 | 11 | EG
2900144 | Day2 | 1 | Lab office chair |  |  |  |  | Office Chair, featuring adjustable height, Black office chair, swivel base, height adjustable, no armrests, plastic/metal material, caster wheels, base material metal. Category: Office Chair Make: Not Available Model: Not Available Year: Not Available Serial Number: Not Available Material: Plastic/Metal Color: Black Weight Capacity: Approximately 250 lbs (113 kg) Dimensions: Approximately 24"x24"x36"-42" (61 cm x 61 cm x 91-107 cm) Seat Height Range: Approximately 16"-21" (41 cm - 53 cm) Features: Swivel base, No armrests Wheel Type: Caster wheels Base Material: Metal Armrest Type: None Adjustability Options: Height adjustable | Labor 4 | 11 | EG
2900145 | Day2 | 2 | Biohazard Waste Container |  |  |  |  | (2)x Biohazard Waste Container, blue with yellow lid, 32 gallons (120 litres),Biohazard Waste Container, blue with yellow lid, 32 gallons (120 litres), | Labor 4 | 11 | EG
2900146 | Day1 | 1 | Vacuum Pump Unit | Vacuubrand | BVC 21 | 23522412 |  | Vacuubrand BVC 21 Vacuum Pump Unit, 1.9 m³/h, 230V, 50 Hz, 0.12 kW, ABM Greiffenberger Motor, Integrated condensate bottle, Power cable included, Made in Germany, Serial No. 23522412. Category: Vacuum Pump Unit Make: Vacuubrand Model: BVC 21 Type: Vacuum Pump Unit Serial Number: 23522412 Power: 0.12 kW Voltage: 230 V ±10% Frequency: 50 Hz Maximum Flow Rate: 1.9 m³/h Manufacturing Country: Germany Motor Manufacturer: ABM Greiffenberger Motor Model: VDE0530 Additional Features: Integrated condensate bottle, Power cable included | Labor 4 | 11 | EG
2900147 | Day1 | 1 | Pipette | Eppendorf | Research Plus |  |  | Eppendorf Research Plus Adjustable Pipette, 0.1-10 µL, White/Grey, Volume Range: 0.1 - 10 µL, | Labor 4 | 11 | EG
2900148 | Day1 | 1 | Pipette | Eppendorf | Research plus | 536xxxxxx |  | Eppendorf Research plus Adjustable Pipette, Volume Range: 2-20 µL, | Labor 4 | 11 | EG
2900149 | Day1 | 1 | Pipette | Eppendorf | Research plus |  |  | Eppendorf Research plus Adjustable Pipette, 0.5-10 µL volume range, | Labor 4 | 11 | EG
2900150 | Day1 | 1 | Pipette | Eppendorf | Research plus |  |  | Eppendorf Research plus Micropipette, Volume Range: 0.5-200 µL, Increments: 0.1 µL, Accuracy: ±1.0% at 200 µL, Precision: 0.3% at | Labor 4 | 11 | EG
2900151 | Day2 | 1 | Pipette | Eppendorf | Research plus | 646580 |  | Eppendorf Research plus Pipette, 100-1000 µL, Single Channel, features include plastic and metal construction, ±3.0% accuracy a | Labor 4 | 11 | EG
2900152 | Day2 | 1 | Portable storage unit | [5 empty] | Labor 4 | 11 | EG
2900153 | Day1 | 1 | CO2 Incubator | Thermo Scientific | HERACell 150i | 41644105 | 2014 | Thermo Scientific HERACell 150i CO2 Incubator, features include temperature range up to 55°C, sterilization cycle 90°C, 150-liter capacity, power supply 50/60 Hz, 230V, 2.5A, 0.58 kW, stainless steel construction, humidity control up to 90% RH at 37°C, infrared CO2 sensor. Category: Laboratory Incubator. Dimensions outside: 65.8 x 62.5 x 90 cm. Inside dimension 53 x 47 x 60,7 cm. Weight: 154 lbs (70 kg) . Order Code 51026860 | Labor 4 | 11 | EG
2900154 | Day1 | 1 | CO2 Incubator | Thermo Scientific | HERACell 150i | 41644106 | 2014 | Thermo Scientific HERACell 150i CO2 Incubator, features include temperature range up to 55°C, sterilization cycle 90°C, 150-liter capacity, power supply 50/60 Hz, 230V, 2.5A, 0.58 kW, stainless steel construction, humidity control up to 90% RH at 37°C, infrared CO2 sensor. Category: Laboratory Incubator. Dimensions outside: 65.8 x 62.5 x 90 cm. Inside dimension 53 x 47 x 60,7 cm. Weight: 154 lbs (70 kg) . Order Code 51026860 | Labor 4 | 11 | EG
2900156 | Day1 | 1 | Pressure vessel | Alloy Products Corp |  | 533357-010 | 2014 | Alloy Products Corp Stainless Steel Pressure Vessel, ASME Certified, 185 PSI, Serial Number: 533357-010, Year of Manufacture: 2014, Material: Stainless Steel. Category: Stainless Steel Pressure Vessel Make: Alloy Products Corp Model: Not Available Type: Stainless Steel Pressure Vessel Serial Number: 533357-010 Maximum Allowable Working Pressure (MAWP): 185 PSI @ 100°F Minimum Design Metal Temperature (MDMT): -20°F Material: Stainless Steel Year of Manufacture: 2014 Dimensions (Height x Diameter): Not Available Alloy Products Corp Stainless Steel Pressure Vessel, ASME Certified, 185 PSI, Serial Number: 533357-010, Minimum Design Metal Temperature: -20°F, Year of Manufacture: 2014, Material: Stainless Steel. Category: Stainless Steel Pressure Vessel Make: Alloy Products Corp Type: Stainless Steel Pressure Vessel Serial Number: 533357-010 Maximum Allowable Working Pressure (MAWP): 185 PSI @ 100°F Minimum Design Metal Temperature (MDMT): -20°F Material: Stainless Steel Year of Manufacture: 2014 Certification: ASME Certified | Labor 5 | 11 | EG
2900157 | Day1 | 1 | ELISPOT Reader System | CTL Analyzers, LLC | ELISPOT Reader | 2001726 | 2014 | CTL ELISPOT Reader System with Integrated Monitor and Computer, Power Requirements: 200-240V, Manufactured By: CTL Analyzers, LLC, Display Type: Integrated LCD Monitor, Computer System Included: Yes, Input/Output Ports: Multiple USB ports, Ethernet. Category: Laboratory Equipment - ELISPOT Reader System Make: CTL Analyzers, LLC Model: ELISPOT Reader Year: 2014 Serial Number: undefined Manufactured By: CTL Analyzers, LLC Power Requirements: 200-240V Display Type: Integrated LCD Monitor Input/Output Ports: Multiple USB ports, Ethernet Included Accessories: Keyboard (Dell), Various cables | Labor 5 | 11 | EG
2900159 | Day2 | 1 | Mobile Drawer Unit |  |  |  |  | Mobile Drawer Unit, 3 drawers. metal construction, wheeled. | Labor 5 | 11 | EG
2900160 | Day2 | 1 | Lab office chair |  |  |  |  | Office Lab chair, Back rest and height adjustable. Castors | Labor 5 | 11 | EG
2900161 | Day2 | 1 | Laser Printer | Xerox | VersaLink C400 | 335506212 |  | Xerox VersaLink C400 Laser Printer, featuring a print speed of up to 36 ppm, maximum print resolution of 600 x 600 dpi, monthly duty cycle of up to 80,000 pages, connectivity options include Ethernet and USB, dimensions 17.5 x 18.4 x 16.9 inches, weight 58.4 lbs, additional features: color touchscreen, mobile printing, Energy Star qualified, Serial Number: 335506212. Category: Printer Make: Xerox Model: VersaLink C400 Type: Laser Printer Serial Number: 335506212 Print Technology: Laser Maximum Print Resolution: 600 x 600 dpi Print Speed (Black): Up to 36 ppm Print Speed (Color): Up to 36 ppm Monthly Duty Cycle: Up to 80,000 pages Connectivity Options: Ethernet, USB, Wi-Fi (optional) Supported Paper Sizes: A4, A5, A6, B5, Letter, Legal Dimensions (W x D x H): 17.5 x 18.4 x 16.9 inches (445 x 467 x 430 mm) Weight: 58.4 lbs (26.5 kg) Release Date: May 2018 Manufacturer Location: Made in China Additional Features: Color touchscreen, Mobile printing, Energy Star qualified | Labor 5 | 11 | EG
2900162 | Day1 | 1 | Flow Cytometer | BD | LSRFortessa | H47158200072 | 2014 | BD LSRFortessa Flow Cytometer, voltage requirements 115V - 60Hz 10A, typically includes 4-5 lasers such as Blue, Red, Violet, and UV, up to 18 fluorescent detectors, BD FACSDiva software, dimensions 30 x 48 x 48 inches (76 x 122 x 122 cm), weight approximately 250 lbs (113 kg), includes external computer and dual monitors, Serial Number: H47158200072. Category: Flow Cytometer Make: BD Model: LSRFortessa Year: 2014 Serial Number: H47158200072 Voltage Requirements: 115V - 60Hz 10A Laser Specifications: undefinedDimensions: Approximately 30 x 48 x 48 inches (76 x 122 x 122 cm) Weight: Approximately 250 lbs (113 kg) Accessories Included: External Computer, Dual Monitors | Labor 5 | 11 | EG
2900163 | Day2 | 1 | Lab office chair |  |  |  |  | Office Lab chair, Back rest and height adjustable. Castors | Labor 5 | 11 | EG
2900164 | Day2 | 1 | Mobile Drawer Unit |  |  |  |  | Mobile Drawer Unit, 3 drawers. metal construction | Labor 5 | 11 | EG
2900165 | Day1 | 1 | Flow Cytometer | BD | FACSVerse | 26511501594 | 2013 | BD FACSVerse Flow Cytometer, includes Monitor, Keyboard, USB and Ethernet ports, BD FACSuite software, Multi-color analysis up to 10 parameters, Serial Number: 26511501594. Category: Flow Cytometer Make: BD Model: FACSVerse Serial Number: 26511501594 Year: July 2013 Dimensions: Approximately 29 x 20 x 20 inches (74 x 51 x 51 cm) Weight: Approximately 130 lbs (59 kg) Power Requirements: 110-240 V AC, 50/60 Hz Included Accessories: Monitor, Keyboard Connection Ports: USB, Ethernet, Power Computer System Specifications: Likely Windows OS compatible, specific hardware specs not available Performance Features: Multi-color analysis, up to 10 parameters Certifications: CE, FCC | Labor 5 | 11 | EG
2900166 | Day1 | 1 | Lab Computer | Dell | Optiplex | 8014067 | 2008/2015 | OUT OF ORDER / (2) x PC's - Aquado Qx serie professional grade PC. - YOM 2008 and Dell Optiplex Desktop Computer, Intel Core i5-4590, Category: Desktop Computer Make: Dell Model: Optiplex Year: 2008/2015 Serial Number: 8014067 Processor: Intel Core i5-4590 (3.3 GHz) Optical Drive: DVD RW Network Connectivity: Ethernet, Wi-Fi (optional) Manufacture Date: Aquado Qx - 2008 and Optiplex 2015 (estimated 2015 date) | Labor 5 | 11 | EG
2900167 | Day2 | 1 | Lab office chair | Simex | 7445 |  |  | Simex 7445 Office Chair, featuring adjustable height, black color, five-star base with casters, plastic, metal materials, textured seat and backrest for grip. Category: Office Chair Make: Simex Model: 7445 Base Type: Five-star base with casters Adjustability Features: Height adjustable Caster Type: Plastic casters Seat Height Range: Approximately 16-21 inches (40.64-53.34 cm) Weight Capacity: Approx. 250 lbs (113.4 kg) Special Features: Textured seat and backrest for grip | Labor 5 | 11 | EG
2900168 | Day1 | 1 | Microplate Reader | Tecan Austria GmbH | Infinite M1000 PRO | 1407002654 | 2014 | Tecan Infinite M1000 PRO Microplate Reader, Model 1407002654, dimensions 21.0 in x 17.5 in x 9.5 in, weight 55 lbs, AC 100-120 / 220-240, 50/60 Hz, 300VA, USB and Injector ports, Magellan Pro V7.4 compatible, absorbance, fluorescence intensity, luminescence detection modes, up to 384-well plate capacity. Serial Number: 1407002654. Category: Microplate Reader Make: Tecan Model: Infinite M1000 PRO Type: Microplate Reader Serial Number: 1407002654 Dimensions (L x W x H): 21.0 in x 17.5 in x 9.5 in (53.3 cm x 44.5 cm x 24.1 cm) Power Requirements: AC 100-120 / 220-240, 50/60 Hz, 300VA Compatible Software: Magellan Pro V7.4 Wavelength Range: 230-1000 nm Detection Modes: Absorbance, Fluorescence Intensity, Luminescence Temperature Range: 4°C to 42°C Manufacturer: Tecan Austria GmbH Country of Manufacture: Austria | Labor 5 | 11 | EG
2900169 | Day2 | 1 | Mobile cupboard unit |  |  |  |  | Mobile wheeled cupboard. standard lockable castors. | Labor 5 | 11 | EG
2900170 | Day2 | 1 | Mobile cupboard unit |  |  |  |  | Mobile wheeled cupboard :Note - Contents NOT included. standard lockable castors. | Labor 5 | 11 | EG
2900171 | Day1 | 1 | Multiplex Analyzer | Bio-Rad | MAGPIX | LU03 |  | Bio-Rad MAGPIX Multiplex Reader, includes Dell OptiPlex XE3 SFF Computer, Dell Monitor, USB Keyboard, Mouse 100-240V power requirement, Serial Number LU03. Category: Multiplex Reader Make: Bio-Rad Model: MAGPIX Type: Multiplex Reader Serial Number: LU03 Power Requirements: 100-240V, 50/60 Hz Software Compatibility: Bio-Plex Manager Software Interface Ports: USB, Ethernet Included Accessories: Dell OptiPlex XE3 SFF Computer, Dell Monitor, USB Keyboard, Mouse Additional Features: Powered by Luminex xMAP Technology | Labor 5 | 11 | EG
2900172 | Day1 | 1 | Multiplex Analyzer | Luminex | MAGPIX |  |  | Luminex MAGPIX Multiplex Analyzer System, Bead-based Multiplexing, Fluorescence Detection, Up to 50 assays per well, USB and Ethernet Data Output Options, Compatible with MILLIPLEX MAP and xPONENT Software, Includes Dell Monitor, Keyboard, Mouse, OptiPlex XE3 Computer. Category: Laboratory Analyzer Make: Luminex Model: MAGPIX Type: Multiplex Analyzer System Serial Number: Not Available Measurement Technique: Bead-based Multiplexing Capacity/Throughput: Up to 50 assays per well Detection Method: Fluorescence Data Output Options: USB, Ethernet Compatible Software: MILLIPLEX MAP, xPONENT Power Requirements: 100-240V AC, 50-60Hz Dimensions (HxWxD): Approximately 14.0 x 10.5 x 13.5 inches (35.6 x 26.7 x 34.3 cm) Weight: Approximately 40 lbs (18.1 kg) Included Accessories: Dell Monitor, Keyboard, Mouse, OptiPlex XE3 Computer | Labor 5 | 11 | EG
2900173 | Day2 | 1 | Lab office chair | Simex | 7445 |  |  | Simex 7445 Office Chair, featuring adjustable height, black color, five-star base with casters, plastic, metal materials, textured seat and backrest for grip. Category: Office Chair Make: Simex Model: 7445 Base Type: Five-star base with casters Adjustability Features: Height adjustable Caster Type: Plastic casters Seat Height Range: Approximately 16-21 inches (40.64-53.34 cm) Weight Capacity: Approx. 250 lbs (113.4 kg) Special Features: Textured seat and backrest for grip | Labor 5 | 11 | EG
2900174 | Day2 | 1 | Lab office stool | Simco |  |  |  | Simco Office Stool, adjustable height range of approximately 16-21 inches (40-53 cm), hard plastic seat material, seat diameter approximately 13 inches (33 cm), caster wheels, five-star base. | Labor 5 | 11 | EG
2900175 | Day1 | 1 | Electroporation System | Bio-Rad | Gene Pulser Xcell | 611BR7101SG |  | Bio-Rad Gene Pulser Xcell Electroporation System, featuring an LCD Display, Keypad, Pulse Function, Multiple Ports, Input Voltage: 100-120/220-240V, Maximum Current: 2A, Frequency: 50/60 Hz, Approximate Dimensions: 15 x 12 x 10 inches (38 x 30 x 25 cm), Approximate Weight: 20 lbs (9 kg), Serial Number: 611BR7101SG Category: Gene Pulser Electroporation System Make: Bio-Rad Model: Gene Pulser Xcell Type: Electroporation System Serial Number: 611BR7101SG Input Voltage: 100-120/220-240V Maximum Current: 2A Frequency: 50/60 Hz Dimensions: Approximately 15 x 12 x 10 inches (38 x 30 x 25 cm) Weight: Approximately 20 lbs (9 kg) Features: LCD Display,Keypad,Pulse Function,Multiple Ports | Labor 5 | 11 | EG
2900176 | Day2 | 4 | Pipette | Eppendorf | Research plus |  |  | (4) x Eppendorf Research plus Pipettes Set, Adjustable Volume 0.1-1,000 µL, Single Channel, Increment: 0.1 µL for 0.1 â€“ 10 µL, 1 µL for 10 â€“ 1,000 µL, Accuracy: ±1.0% at 1,000 µL, Precision: ±0.2% at 1,000 µL, includes Stand, Color Code: Blue, Yellow, Grey. Category: Adjustable Volume Single-Channel Pipette Make: Eppendorf Model: Research plus Type: Adjustable Volume Single-Channel Pipette Serial Number: Not Available Volume Range: 0.1 â€“ 1,000 µL Channels: Single Increment: 0.1 µL for 0.1 â€“ 10 µL, 1 µL for 10 â€“ 1,000 µL Accuracy: ±1.0% at 1,000 µL setting Precision: ±0.2% at 1,000 µL setting Material: Not Available Color Code: Blue, Yellow, Grey Included Accessories: Stand Dimensions: Not Available Weight: Not Available Additional Features: Ergonomic design, adjustable volume | Labor 5 | 11 | EG
2900177 | Day1 | 1 | Lab Refrigerator | Liebherr | UKU 1800 | 129.204.1551 |  | Liebherr UKU 1800 Laboratory Refrigerator, 180L Capacity, 2°C to 8°C Temperature Range, Dimensions 32.2 x 23.6 x 23.6 inches, 0.6 kWh/24h Energy Consumption, Steel Material, White Color, Lockable door, digital temperature display, Made in Austria, Serial Number: 129.204.1551. Category: Laboratory Refrigerator Make: Liebherr Model: UKU 1800 Serial Number: 129.204.1551 Capacity: 160 L / 5.65 cu ft Temperature Range: 2°C to 8°C (35.6°F to 46.4°F) Dimensions (H x W x D): 32.2 x 23.6 x 23.6 inches (81.8 x 60 x 60 cm) Weight: 60 kg / 132.3 lbs Power Supply: 220-240V, 50Hz Energy Consumption: 0.6 kWh/24h Special Features: Lockable door, digital temperature display Country of Manufacture: Made in Austria | Labor 5 | 11 | EG
2900179 | Day2 | 1 | Biohazard Waste Container |  |  |  |  | Biohazard Waste Container, blue with yellow lid, 32 gallons (120 litres) | Labor 5 | 11 | EG
2900180 | Day2 | 1 | Waste Bin | [5 empty] | Labor 5-6 | 11 | EG
2900181 | Day1 | 1 | Lab Refrigerator | Kirsch | LABO-720 | 7003025017 |  | Kirsch LABO-720 Laboratory Refrigerator, 620 Litres, Central Monitoring System (ELPRO), Adjustable Shelving, Temperature Range: 2°C to 20°C, Power: 220-240V 50Hz, Refrigerant: R600a, Made in Germany, Serial: 7003025017. Category: Laboratory Refrigerator Make: Kirsch Model: LABO-720 Type: Laboratory Refrigerator Serial Number: 7003025017 Capacity: 700 Liters (24.7 cubic feet) Temperature Range: 2°C to 20°C (35.6°F to 68°F) Dimensions: 78.7 x 27.6 x 31.5 inches (200 x 70 x 80 cm) Power Requirements: 220-240V, 50Hz Refrigerant Type: R600a Additional Features: Central Monitoring System (ELPRO), Adjustable Shelving Year of Manufacture: 2019 Country of Manufacture: Germany | Labor 6 | 11 | EG
2900182 | Day2 | 1 | Hotplate Stirrer | VWR | VMS-C7 ADVANCED S040 | 1009091002 |  | VWR VMS-C7 Advanced S040 Laboratory Hotplate Stirrer, 230V, 1020 W, IP 21 Protection, Made in Germany, Approx. 15 x 10 x 5 inches, Stirring Speed Range: 100 to 1500 rpm, Temperature Range: Up to 500°C, Ceramic top, Digital display, Serial Number: 1009091002 Category: Laboratory Hotplate Stirrer Make: VWR Model: VMS-C7 ADVANCED S040 Year: undefined Serial Number: 1009091002 Power Supply: 230V, 50/60 Hz Power Consumption: 1020 W Dimensions: Approx. 15 x 10 x 5 inches (38 x 25 x 13 cm) Weight: Approx. 8 lbs (3.6 kg) Stirring Speed Range: 100 to 1500 rpm Temperature Range: Up to 500°C Material: Ceramic top Display Type: Digital Protection Class (IP rating): IP 21 Country of Origin: Made in Germany | Labor 6 | 11 | EG
2900183 | Day1 | 1 | Centrifuge | Sprout | Sprout | HSA1053 |  | Sprout Centrifuge, Model Sprout, Serial HSA1053, 220/230 VAC, 50 Hz, Maximum Speed 6,000 RPM, Maximum Capacity 6 x 1.5 mL tubes, Dimensions 7.9 x 6.3 x 5.5 inches (20 x 16 x 14 cm), Weight 2.2 lbs (1 kg), transparent lid with safety lock, Made in China. Serial Number: HSA1053. Category: Centrifuge Make: Sprout Model: Sprout Serial Number: HSA1053 Power Requirements: 220/230 VAC Frequency: 50 Hz Maximum Speed: 6,000 RPM Maximum Capacity: 6 x 1.5 mL tubes Dimensions: 7.9 x 6.3 x 5.5 inches (20 x 16 x 14 cm) Weight: 2.2 lbs (1 kg) Country of Manufacture: Made in China Additional Features: Transparent lid with safety lock | Labor 6 | 11 | EG
2900184 | Day1 | 1 | Mixer | VWR | LAB DANCER S040 |  |  | VWR LAB DANCER S040 Vortex Mixer, 2800 RPM, 4.5mm Orbit, 100-240V 50/60Hz, Touch operation, Weight approx. 2 lbs (0.9 kg), Dimensions approx. 4.5 x 4.5 x 3.5 inches (11.4 x 11.4 x 8.9 cm). Category: Laboratory Vortex Mixer Make: VWR Model: LAB DANCER S040 Speed Range: 2800 RPM (estimated) Orbit Diameter: 4.5 mm Power Supply Requirements: 100-240V, 50/60Hz Weight: Approximately 2 lbs (0.9 kg) Dimensions: Approximately 4.5 x 4.5 x 3.5 inches (11.4 x 11.4 x 8.9 cm) | Labor 6 | 11 | EG
2900185 | Day2 | 4 | Pipette | Eppendorf | Research plus |  |  | (4) x Eppendorf Research Plus Micropipette Set with Stand, includes adjustable volume ranges of 2-1000 µL, volume adjustment dial, ergonomic design, universal fit for standard pipette tips, lower parts are autoclavable, PP145: G15390x, PP150: G15365D, PP66: H17940x, PP96: I22677D. Category: Micropipette Set Make: Eppendorf Model: Research plus Type: Adjustable Volume Micropipette Increment: 0.1 µL Calibration: Adjustable Material: Plastic and Metal Compatibility: Universal fit for standard pipette tips Autoclavable Parts: Yes, lower part Dimensions (L x W x H): Approx. 9 x 1.5 x 1.5 inches (22.86 x 3.81 x 3.81 cm) Weight: Approx. 3 oz (85 g) each Additional Features: Volume adjustment dial, ergonomic design Manufacturer's Warranty: Typically 1 year Included Accessories: Stand | Labor 6 | 11 | EG
2900187 | Day2 | 1 | Mobile Drawer Unit |  |  |  |  | Köttermann Mobile Drawer Unit, 4 drawers. metal construction, standard locking casters, approximately 23.6 in x 19.7 in x 29.5 in (60 cm x 50 cm x 75 cm). Category: Mobile Drawer Unit / Rolling Storage Cabinet Number of Drawers: 4 Material: Metal Dimensions (W x D x H): Approximately 23.6 in x 19.7 in x 29.5 in (60 cm x 50 cm x 75 cm) Caster Type: Standard Color: Light Gray | Labor 6 | 11 | EG
2900188 | Day1 | 1 | Centrifuge | Thermo Fisher Scientific | Heraeus Megafuge 40R | 41925141 |  | Thermo Fisher Heraeus Megafuge 40R Centrifuge, Max RPM 15,200, Model RA4-4-03, Max Capacity 4 x 750 mL, Voltage Requirement 230 V, Frequency 50/60 Hz, Power Consumption 1950 W, Dimensions 29 x 26 x 15 inches (74 x 66 x 38 cm), Weight 308 lbs (140 kg), Country of Manufacture Germany, Serial Number 41925141. Category: Laboratory Centrifuge Make: Thermo Fisher Scientific Model: Heraeus Megafuge 40R Serial Number: 41925141 Max RPM: 15,200 RPM Max Capacity: 4 x 750 mL Rotor Type: RA4-4-03 Max Kinetic Energy: 62.5 kNm Voltage Requirement: 230 V Frequency: 50/60 Hz Current: 10.5 A Power Consumption: 1950 W Dimensions (W x D x H): 29 x 26 x 15 inches (74 x 66 x 38 cm) Weight: 308 lbs (140 kg) Country of Manufacture: Germany | Labor 6 | 11 | EG
2900189 | Day2 | 1 | Refuse waste bin. | [5 empty] | Labor 6 | 11 | EG
2900190 | Day2 | 1 | Biohazard Waste Container |  |  |  |  | Biohazard Waste Container, blue with yellow lid, 32 gallons (120 litres) | Labor 6 | 11 | EG
2900191 | Day1 | 1 | Lab spares | Miltenyi | 130-042-401 |  |  | LS Columns spares. boxed - unable to ascertain parts missing | Labor 6 | 11 | EG
2900192 | Day2 | 40 | 384 wells tissues culture treated plates, clear with flat bottom with lid | [5 empty] | Labor 6 | 11 | EG
2900193 | Day1 | 1 | Lab spares |  |  |  |  | cell scraper spares - see photos | Labor 6 | 11 | EG
2900194 | Day1 | 50 | Lab spares |  |  |  |  | IPRA canola spares - aprox 40 items | Labor 6 | 11 | EG
2900195 | Day1 | 12 | Ultra-Low Cluster 96 wells | COSTAR | REF 7007 |  |  | Ultra-Low Cluster 96 wells, approx x 12 units. expires 2026/08 | Labor 6 | 11 | EG
2900196 | Day1 | 1 | Syringe spares | BD |  |  |  | 50l - BD Luer-Lok syringes, expires 2026/01 | Labor 6 | 11 | EG
2900197 | Day1 | 1 | Lab spares | NEXCELOM |  |  |  | Culture Plate 96 wells - exp 2023, circa 17 items | Labor 6 | 11 | EG
2900198 | Day2 | 5 | Pipette | Eppendorf | Research plus | H17532D, G15463D, I22680D, H35467D, H19500D |  | (5) x Eppendorf Research Plus adjustable micropipette set, includes multiple single-channel pipettes, volume range 0.5-1000 µL, (100-1000uL, 0.5-10uL, 10-100uL, 2-20, unknown other) ergonomic design, adjustable volume, stand included, serial numbers: H17532D, G15463D, I22680D, H35467D, H19500D. | Labor 6 | 11 | EG
2900199 | Day2 | 1 | 12-channels Pipette | Thermo |  | LH25541 |  | Thermo MPP90 Pipette, Made in Finland, Volume Range 1-10 µL, Single Channel, Black and Yellow, Serial LH25541. Category: Pipette Make: Thermo Model: MPP90 Type: Pipette Serial Number: LH25541 Volume Range: 1-10 µL Channels: Single Channel Material: Plastic Color: Black and Yellow Country of Manufacture: Finland Weight: Approximately 0.2 lbs (0.09 kg) Dimensions (L x W x H): Approximately 8 x 3 x 1 inches (20 x 8 x 3 cm) | Labor 6 | 11 | EG
2900200 | Day2 | 1 | 12-channels Pipette | Thermo Scientific | Finnpipette F2 | LH31398 |  | Thermo Scientific Finnpipette F2 Multichannel Pipette, 12 channels, volume range 1-50 µL, increment 0.1 µL, accuracy Country of Manufacture: Finland | Labor 6 | 11 | EG
2900201 | Day1 | 1 | Centrifuge | Sprout | MF38 | HSG38012 |  | Sprout MF38 Centrifuge, Max Speed 6,000 RPM, Capacity 6 x 1.5/2.0 ml tubes, Input 12VDC 1.5A, Dimensions approximately 6 x 6 x 5 inches (15.2 x 15.2 x 12.7 cm), Weight approximately 2 lbs (0.9 kg), Lid safety switch, Serial HSG80112. Category: Centrifuge Make: Sprout Model: MF38 Type: Centrifuge Serial Number: HSG38012 Max Speed (RPM): Approximately 6,000 RPM Capacity: Typically 6 x 1.5/2.0 ml tubes Power Supply: Input 12VDC 1.5A Dimensions (L x W x H): Approximately 6 x 6 x 5 inches (15.2 x 15.2 x 12.7 cm) Weight: Approximately 2 lbs (0.9 kg) Safety Features: Lid safety switch Accessories Included: Power Adapter | Labor 6 | 11 | EG
2900202 | Day2 | 1 | Vortex Mixer | Scientific Industries | G560E | 2E-207890 |  | Scientific Industries Vortex Mixer G560E, 230/240VAC, 0.50 Amps, Electric, Speed Range: Approx. 600-3200 RPM, Dimensions: Approx. 4.8 x 6.5 x 6.5 inches (12.2 x 16.5 x 16.5 cm), Weight: Approx. 4.8 lbs (2.2 kg), Material: Metal housing, On/Off Touch switch, Variable Speed Control, Made in U.S.A., Serial No. 2E-207890. Category: Laboratory Vortex Mixer Make: Scientific Industries Model: G560E Type: Vortex Mixer Serial Number: 2E-207890 Voltage: 230/240VAC Current (Amps): 0.50 Amps Power Source: Electric Speed Range: Approx. 600-3200 RPM Dimensions: Approx. 4.8 x 6.5 x 6.5 inches (12.2 x 16.5 x 16.5 cm) Weight: Approx. 4.8 lbs (2.2 kg) Material: Metal housing Color: Blue Country of Manufacture: Made in U.S.A. Additional Features: On/Off Touch switch, Variable Speed Control | Labor 6 | 11 | EG
2900203 | Day2 | 1 | Laboratory Storage Boxes |  |  |  |  | Multi-Color Plastic Laboratory Storage Boxes, Various Sizes and Styles, Material: Plastic, Stackable: Yes, Compartments: Various, Includes grid boxes and slotted racks. | Labor 6 | 11 | EG
2900204 | Day2 | 1 | Mobile Drawer Unit |  |  |  |  | Köttermann Mobile Drawer Unit, 4 drawers. metal construction, standard locking casters, approximately 23.6 in x 19.7 in x 29.5 in (60 cm x 50 cm x 75 cm). Category: Mobile Drawer Unit / Rolling Storage Cabinet Number of Drawers: 4 Material: Metal Dimensions (W x D x H): Approximately 23.6 in x 19.7 in x 29.5 in (60 cm x 50 cm x 75 cm) Caster Type: Standard Color: Light Gray | Labor 6 | 11 | EG
2900205 | Day2 | 1 | Lab office stool | Simco |  |  |  | Simco Office Stool, adjustable height range of approximately 16-21 inches (40-53 cm), hard plastic seat material, seat diameter approximately 13 inches (33 cm), caster wheels, five-star base. | Labor 6 | 11 | EG
2900206 | Day2 | 1 | Lab office chair |  |  |  |  | Lab office chair, five star bottom, with castors | Labor 6 | 11 | EG
2900207 | Day2 | 1 | Lab office stool | Simco |  |  |  | Simco Office Stool, adjustable height range of approximately 16-21 inches (40-53 cm), hard plastic seat material, seat diameter approximately 13 inches (33 cm), caster wheels, five-star base. | Labor 6 | 11 | EG
2900208 | Day1 | 1 | Balance | Mettler Toledo | PL202-S | 1222030414 |  | Mettler Toledo PL202-S Precision Balance Scale, 210g Capacity, Digital Display, Readability 0.01g, External Calibration, Power Supply 6.1-6.5V 0.6W or 4 AA Batteries, Serial Number 1222030414. Category: Precision Balance Scale Make: Mettler Toledo Model: PL202-S Serial Number: 1222030414 Maximum Capacity: 210 g (0.46 lbs) Readability: 0.01 g Display Type: Digital Calibration Type: External Power Supply: 6.1-6.5V 0.6W or 4 AA Batteries Dimensions: 7.5 x 12.2 x 3.5 inches (19 x 31 x 9 cm) Weight: 2.2 lbs (1 kg) | Labor 6 | 11 | EG
2900209 | Day2 | 1 | Plate Shaker | Grant Instruments | PMS-1000i | 010155-1403-0149 |  | Grant Instruments PMS-1000i Microplate Shaker, Supply Voltage: 12 V, Current: 130 mA, Version: V.2GW, Dimensions: 9.8 x 8.7 x 4.7 inches (25 x 22 x 12 cm), Weight: 7.7 lbs (3.5 kg), Speed Range: 250 to 1200 RPM, Operating Temperature Range: 4°C to 40°C (39°F to 104°F), Platform Capacity: Up to 4 microplates, Compatible Plate Types: Standard microplates, Features: Digital control, Adjustable speed and time, Serial Number: 010155-1403-0149. Category: Microplate Shaker Make: Grant Instruments Model: PMS-1000i Type: Microplate Shaker Serial Number: 010155-1403-0149 Supply Voltage: 12 V Current: 130 mA Version: V.2GW Dimensions: 9.8 x 8.7 x 4.7 inches (25 x 22 x 12 cm) Weight: 7.7 lbs (3.5 kg) Speed Range (RPM): 250 to 1200 RPM Operating Temperature Range: 4°C to 40°C (39°F to 104°F) Platform Capacity: Up to 4 microplates Compatible Plate Types: Standard microplates Features: Digital control, Adjustable speed and time Country of Manufacture: Made in EU (Grant Instruments Ltd, Shepreth, Cambridgeshire, SG8 6GB, England) | Labor 6 | 11 | EG
2900210 | Day1 | 1 | Ultransonic Cleaner | Branson | 200 | BED0049x |  | Branson 200 Ultrasonic Cleaner, 0.5 gallon (1.9 liters) capacity, 40 kHz frequency, 220-240V power supply, includes power on/off switch, removable lid, user manual, Serial BED0049x. Category: Ultrasonic Cleaner Make: Branson Model: 200 Type: Ultrasonic Cleaner Serial Number: BED0049x Capacity: Approximately 0.5 gallons (1.9 liters) Frequency: 40 kHz Power Supply: 220-240V, 50Hz Tank Material: Plastic Dimensions: Approximately 12 x 6.5 x 7 inches (30.5 x 16.5 x 17.8 cm) Weight: Approximately 4 lbs (1.8 kg) Included Accessories: User Manual Special Features: Power On/Off Switch, Removable Lid | Labor 6 | 11 | EG
2900211 | Day2 | 1 | Orbital Shaker | Grant Instruments | PMS-1000i | 01016518070326 |  | Grant Instruments Orbital Shaker, 50-450 RPM, 12 V, 130 mA power supply, platform size approximately 9.8 x 9.8 inches (25 x 25 cm), maximum load capacity 6.6 lbs (3 kg), dimensions 13.8 x 12.2 x 5.5 inches (35 x 31 x 14 cm), weight 12.1 lbs (5.5 kg), operating environment temperature range 4°C to 40°C (39.2°F to 104°F), manufactured in EU for Grant Instruments Ltd, Cambs, SG8 6GB, England, Serial Number: 01016518070326. Category: Laboratory Orbital Shaker Make: Grant Instruments Model: PMS-1000i Type: Orbital Shaker Serial Number: 01016518070326 Power Supply: 12 V, 130 mA Speed Range: 50-450 RPM Platform Size: Approximately 9.8 x 9.8 inches (25 x 25 cm) Maximum Load Capacity: 6.6 lbs (3 kg) Dimensions: 13.8 x 12.2 x 5.5 inches (35 x 31 x 14 cm) Weight: 12.1 lbs (5.5 kg) Operating Environment Temperature Range: 4°C to 40°C (39.2°F to 104°F) Manufacture Location: Made in EU for Grant Instruments Ltd, Cambs, SG8 6GB, England | Labor 6 | 11 | EG
2900212 | Day2 | 1 | Pipette | Eppendorf | Multipette stream |  |  | Eppendorf Multipette stream, Type: Electronic Pipette, Volume Range: 1 µL to 10 mL, Display Type: Digital, Power Source: Rechargeable Battery, Dimensions: 10.6 x 2.4 x 1.4 inches (27 x 6 x 3.5 cm), Weight: 1 lb (450 g), Country of Manufacture: Made in Germany, Additional Features: Adjustable volume settings, Included Accessories: Charging stand. Category: Electronic Pipette Make: Eppendorf Model: Multipette stream Type: Electronic Pipette Serial Number: Not Available Volume Range: 1 µL to 10 mL Display Type: Digital Power Source: Rechargeable Battery Dimensions: Approximately 10.6 x 2.4 x 1.4 inches (27 x 6 x 3.5 cm) Weight: Approximately 1 lb (450 g) Country of Manufacture: Made in Germany Additional Features: Charging dock included, adjustable volume settings Included Accessories: Charging stand | Labor 6 | 11 | EG
2900213 | Day2 | 2 | Styrofoam insulated boxes | [5 empty] | Labor 6 | 11 | EG
2900214 | Day1 | 1 | Lab spares |  |  |  |  | Consumables pictured | Labor 6 | 11 | EG
2900215 | Day1 | 1 | Plate Washer | Tecan | Hydrospeed | 1509005790 | 2015 | Tecan Hydrospeed Microplate Washer, Model 20150929, 230V, Dimensions: Approximately 17 x 15 x 15 inches (43 x 38 x 38 cm), Weight: Approximately 55 lbs (25 kg), Supports 96-well plates, Compatible with Magellan Software, Includes tubing and containers, manuals, CD, Leitz file. Serial Number: 1509005790. Category: Microplate Washer Make: Tecan Model: Hydrospeed Year: 2015 Serial Number:1509005790. Power Requirements: AC 230V, 50Hz Dimensions: Approximately 17 x 15 x 15 inches (43 x 38 x 38 cm) Weight: Approximately 55 lbs (25 kg) Capacity: Typically accommodates 96-well plates Accessories Included: Tubing and containers, manuals, CD, Leitz file | Labor 6 | 11 | EG
2900216 | Day1 | 32 | Temperature Log | HAMSTER | ET1-D |  |  | Hamster, Temperature Log - appox 32 units | Labor 6 | 11 | EG
2900217 | Day1 | 1 | Temperature Logger | ELRPO | libero TE1-p |  |  | Temperature Logger accessories - see photos | Labor 6 | 11 | EG
2900218 | Day2 | 1 | Desk telephone | AVAYA | J139 27 | 21WZ2476002R8 |  | Avaya J139 Office IP Desk Telephone, featuring a 2.8-inch colour screen | Labor 6 | 11 | EG
2900219 | Day1 | 1 | Microscope | Zeiss | Axio Observer | 1028285783.5 |  | Zeiss Axio Observer Microscope System, Magnification Range: 5x to 100x, Illumination Type: LED or Halogen, Stage Type: Motorized Stage, Objectives Included: 10x, 20x, 40x, Camera Compatibility: AxioCam, Dimensions: 20 x 15 x 25 inches (50 x 38 x 64 cm), Weight: 50 lbs (23 kg), Power Requirements: 100-240 V, Connectivity: Ethernet, USB, Additional Features: Automated focus, software integration, Included Accessories: Zeiss branded pouch, power cords. Serial Number: 1028285783 1/2. Category: Laboratory Microscope System Make: Zeiss Model: Axio Observer Year: undefined Serial Number: 1028285783 1/2 Magnification Range: Typically 5x to 100x, depending on objective setup Illumination Type: LED or Halogen based on configuration Stage Type: Motorized Stage Objectives Included: Typically 10x, 20x, 40x Camera Type/Compatibility: Often compatible with AxioCam Dimensions: 20 x 15 x 25 inches (50 x 38 x 64 cm) Weight: Approx. 50 lbs (23 kg) Power Requirements: 100-240 V, 50/60 Hz Connectivity Options: Ethernet, USB Included Accessories: Zeiss branded pouch, power cords | Labor 6 | 11 | EG
2900220 | Day2 | 1 | Mobile Drawer Unit |  |  |  |  | Filing Cabinet, 3Drawers, Metal, Mobile with Casters | Labor 6 | 11 | EG
2900221 | Day2 | 1 | Mobile Drawer Unit |  |  |  |  | Filing Cabinet, 4 Drawers, Metal, Mobile with Casters | Labor 6 | 11 | EG
2900222 | Day2 | 1 | Lab office stool | Simco |  |  |  | Simco Office Stool, adjustable height range of approximately 16-21 inches (40-53 cm), hard plastic seat material, seat diameter approximately 13 inches (33 cm), caster wheels, five-star base. | Labor 6 | 11 | EG
2900223 | Day1 | 1 | Lab Freezer | Liebherr | GGU 1500 Index 21F / 001 |  |  | Liebherr Laboratory Freezer GGU 1500 (143 litres)range, 220-240V power requirements, A+ energy efficiency, temperature control panel, lockable door, 4 storage compartments, Country of Manufacture: Austria, Serial Number: 9998747-06. Category: Laboratory Freezer Make: Liebherr Model: GGU 1500 Index 21F / 001 Type: Laboratory Freezer Serial Number: 9998747-06 Temperature Range: -9°F to -13°F (-23°C to -25°C) Capacity: 143 Litres Dimensions (H x W x D): 33.5 x 23.6 x 23.6 inches (85 x 60 x 60 cm) Weight: 70.5 lbs (32 kg) Power Requirements: 220-240V Energy Efficiency Rating: A+ Features: Temperature control panel, lockable door, 4 storage compartments Country of Manufacture: Austria | Labor 6 | 11 | EG
2900224 | Day2 | 1 | Radio | Grundig |  |  |  |  | Labor 6 | 11 | EG
2900225 | Day2 | 1 | Shaker | Grant Instruments | PMR-30 | 010152154100746 |  | Grant Instruments PMR-30 Mini Rocker-Shaker, features include 12 V supply voltage, 320 mA current consumption, 5-30 rpm speed range, 1-999 minutes operation timer, CE and RoHS compliant, serial number: 010152154100746. Category: Mini Rocker-Shaker Make: Grant Instruments Model: PMR-30 Type: Mini Rocker-Shaker Serial Number: 010152154100746 Supply Voltage: 12 V Current Consumption: 320 mA Speed Range: 5-30 rpm Operation Timer: 1-999 minutes Dimensions: Approximately 8.7 x 8.7 x 5.1 inches (22 x 22 x 13 cm) Weight: Approximately 6.6 lbs (3 kg) Platform Size: Approximately 8 x 8 inches (20 x 20 cm) Features: On/Off switch, Start/Stop/Reset button, Adjustable speed Compliance Certifications: CE, RoHS Manufacturer Location: Cambs, SG8 6GB, England | Labor 6 | 11 | EG
2900227 | Day1 | 1 | Pipette | Eppendorf | Multipette stream/xstream |  |  | Eppendorf Multipette Stream/xstream, Electronic Repeater Pipette, Single-Channel, Volume Range 1 µL to 50 mL, Accuracy ±2.5%, Precision ±1.0%, Digital Display, Rechargeable Battery with AC Adapter, Includes Charging Stand and AC Adapter. Category: Electronic Pipette Make: Eppendorf Model: Multipette stream/xstream Type: Electronic Repeater Pipette Serial Number: Not Available Volume Range: 1 µL to 50 mL Channels: Single-Channel Accuracy: ±2.5% Precision: ±1.0% Display Type: Digital Power Source: Rechargeable battery with AC adapter Dimensions: 10 x 2 x 3 inches (25.4 x 5.1 x 7.6 cm) Weight: 0.5 lbs (0.23 kg) Accessories Included: Charging stand, AC adapter Additional Features: Built-in step counter, Easy volume adjustment | Labor 6 | 11 | EG
2900228 | Day1 | 1 | Mixer | Scientific Industries | Vortex-Genie 2 | 2E-207962 |  | Scientific Industries Vortex-Genie 2 Laboratory Mixer, Model G560E, 230/240 VAC, 0.50 Amps, speed range 600 - 3200 RPM, dimensions 4.8 in x 6.5 in x 6.5 in (12.2 cm x 16.5 cm x 16.5 cm), weight 8.8 lbs (4 kg), made in USA, Serial Number 2E-207962. Category: Laboratory Vortex Mixer Make: Scientific Industries Model: Vortex-Genie 2 Serial Number: 2E-207962 Voltage Requirement: 230/240 VAC Current Draw (Amps): 0.50 Amps Speed Range (RPM): 600 - 3200 RPM Operating Modes: ON/Touch Dimensions (L x W x H): 4.8 in x 6.5 in x 6.5 in (12.2 cm x 16.5 cm x 16.5 cm) Weight: 8.8 lbs (4 kg) Made in: USA Additional Features: Variable speed control, interchangeable mixing heads | Labor 6 | 11 | EG
2900229 | Day1 | 1 | Centrifuge | Heathrow Scientific | SPROUT | HSC38021 |  | Heathrow Scientific SPROUT Centrifuge, 12VDC 0.6A, 7.3W, Speed 3,400 RPM, Capacity 6 x 1.5/2.0 mL tubes, Dimensions 6 x 6.25 x 5.25 inches (15.2 x 15.9 x 13.3 cm), Weight 2 lbs (0.9 kg), Transparent lid, Quiet operation, Made in China, Serial Number HSC38021. Category: Laboratory Centrifuge Make: Heathrow Scientific Model: SPROUT Type: Laboratory Centrifuge Serial Number: HSC38021 Power Input: 12VDC 0.6A, 7.3W Power Output: Not Available Speed (RPM): 3,400 RPM Capacity: 6 x 1.5/2.0 mL tubes Dimensions: 6 x 6.25 x 5.25 inches (15.2 x 15.9 x 13.3 cm) Weight: 2 lbs (0.9 kg) Country of Manufacture: Made in China Additional Features: Transparent lid, quiet operation Certifications: CE | Labor 6 | 11 | EG
2900230 | Day2 | 2 | Storage container | [5 empty] | Labor 6 | 11 | EG
2900231 | Day1 | 1 | Lab spares |  |  |  |  | Flip top conical centrifuge tubes x25 | Labor 6 | 11 | EG
2900232 | Day2 | 1 | 24 well plate with lid | CORNING |  |  |  | REF 3473, expiration 2022 | Labor 6 | 11 | EG
2900233 | Day1 | 1 | 0.5 mL microfuge tubes / consumable | [5 empty] | Labor 6 | 11 | EG
2900234 | Day2 | 3 | Culture expansion Open System | Wilsonwolf | G Rex 10M |  |  | REF 80110S, expiration 2025. 10cm² gas permeable membrane surface area with 100 mL media capacity. Expand 5 million cells into between 200 to 400 million cells in about 10 days with NO medium exchange. [GAMMA IRRADIATED. For non-clinical, non-therapeutic, research use only.] | Labor 6 | 11 | EG
2900235 | Day1 | 1 | Lab spares |  |  |  |  | Pack of 1.2Ml microtubes | Labor 6 | 11 | EG
2900236 | Day1 | 1 | 25ml Reagent reservoir / consumable | [5 empty] | Labor 6 | 11 | EG
2900237 | Day1 | 24 | Lab spares |  |  |  |  | (24) x packets of Cell culture holders | Labor 6 | 11 | EG
2900238 | Day1 | 1 | Metal Lab rack holder | [5 empty] | Labor 6 | 11 | EG
2900239 | Day1 | 10 | Lab spares |  |  |  |  | (10) x Pricoat T75 flasks | Labor 6 | 11 | EG
2900240 | Day1 | 2 | Lab spares |  |  |  |  | (2) x packs of Twin-Tec plates PCR-96 skirted colourless. 150uL. Expires 2027 (circa 40 items contained in boxes) | Labor 6 | 11 | EG
2900241 | Day2 | 5 | Pipette | Eppendorf | Research Plus | PP107 |  | (5)x Eppendorf Research Plus Adjustable Volume Pipette Set, includes pipettes with volume ranges 2-20 µL, 10 uL , 20-200 µL, 100-1000 µL, single-channel, Adjustable Volume Country of Manufacture: Germany | Labor 6 | 11 | EG
2900242 | Day1 | 1 | Lab spares |  |  |  |  | Pack of flasks pictured | Labor 6 | 11 | EG
2900243 | Day1 | 3 | Lab spares |  |  |  |  | (3) x Pack of flasks pictured | Labor 6 | 11 | EG
2900244 | Day1 | 1 | Lab spares |  |  |  |  | Box of Lab Parafilm | Labor 6 | 11 | EG
2900245 | Day2 | 1 | Kick step stool. | [5 empty] | Labor 6 | 11 | EG
2900246 | Day2 | 1 | Lab office stool | Simco |  |  |  | Simco Office Stool, adjustable height range of approximately 16-21 inches (40-53 cm), hard plastic seat material, seat diameter approximately 13 inches (33 cm), caster wheels, five-star base. | Labor 6 | 11 | EG
2900247 | Day2 | 1 | Mobile Drawer Unit |  |  |  |  | Mobile Drawer Unit, 4 drawers. metal construction, standard locking casters, approximately 23.6 in x 19.7 in x 29.5 in (60 cm x 50 cm x 75 cm). Category: Mobile Drawer Unit / Rolling Storage Cabinet Number of Drawers: 4 Material: Metal Dimensions (W x D x H): Approximately 23.6 in x 19.7 in x 29.5 in (60 cm x 50 cm x 75 cm) Caster Type: Standard Color: Light Gray | Labor 6 | 11 | EG
2900249 | Day2 | 1 | Lab office stool | Simco |  |  |  | Simco Office Stool, adjustable height range of approximately 16-21 inches (40-53 cm), hard plastic seat material, seat diameter approximately 13 inches (33 cm), caster wheels, five-star base. | Labor 6 | 11 | EG
2900253 | Day1 | 1 | Desiccator |  |  |  |  | Glass Laboratory Desiccator, Approx. 2000 ml Capacity, includes perforated plate, transparent lid with knob. Category: Laboratory Desiccator Make: Not Available Type: Laboratory Desiccator Material: Glass Capacity: 2000 ml Dimensions (Diameter x Height): 9 x 10 inches (23 x 25 cm) Weight: 8 lbs (3.6 kg) Accessories Included: Perforated plate Additional Features: Transparent lid with knob | Labor 7 | 11 | EG
2900254 | Day2 | 6 | Pipette | Eppendorf | Research plus |  |  | (6) x Eppendorf Research plus Adjustable Volume Pipettes, Single-channel, Volume Range: 0.5-10 µL, 10-100 µL, 20-200 µL, 100-1,000 µL, 2-20 µL, 0.1-2.5 µL, Autoclavable Parts, Stand Included. Category: Adjustable Volume Pipettes Make: Eppendorf Model: Research plus | Labor 7 | 11 | EG
2900255 | Day1 | 1 | Mixer | Scientific Industries, Inc. | Vortex-Genie 2, Vx 17 | 82562 |  | Scientific Industries Vortex-Genie 2 Mixer Vx 17, 230V, 0.5 Amps, 50Hz, 115 Watts Power Consumption, Dimensions: 7.5 x 4.8 x 6.5 in, Weight: 8.8 lbs, Speed Range: 600 - 3200 RPM, Operating Modes: Touch and Continuous, Construction Material: Metal and ABS/Polycarbonate, Adjustable speed control, CE Certified, Serial Number: B 10xx56. Category: Laboratory Vortex Mixer Make: Scientific Industries, Inc. Model: Vortex-Genie 2, Vx 17 Serial Number: B 10xx56 Voltage Requirement: 230V Amp Requirement: 0.5 Amps Frequency: 50Hz Power Consumption: Approximately 115 Watts Dimensions: 7.5 x 4.8 x 6.5 in (19 x 12 x 16.5 cm) Weight: 8.8 lbs (4 kg) Speed Range: 600 - 3200 RPM Operating Modes: Touch and Continuous Construction Material: Metal and ABS/Polycarbonate Additional Features: Adjustable speed control, CE Certified | Labor 7 | 11 | EG
2900256 | Day1 | 1 | Centrifuge | OV5 |  | MF3x |  | Mini Centrifuge, OV5, Transparent Lid, Fixed Angle Rotor, Maximum Speed: Typically 6,000-12,000 RPM, Capacity: Commonly 4-6 tubes, Power Supply: 110-240V with Adapter, Dimensions: Approximately 9 x 7 x 7 inches (22.9 x 17.8 x 17.8 cm), Weight: Approximately 2-4 lbs (0.9-1.8 kg), Noise Level: Typically 50-60 dB, Serial Number: MF3x. Category: Laboratory Mini Centrifuge Make: OV5 Serial Number: MF3x Maximum Speed (RPM): Typically around 6,000-12,000 RPM Capacity: Commonly 4-6 tubes, depending on model Power Supply: 110-240V with Adapter Dimensions (L x W x H): Approximately 9 x 7 x 7 inches (22.9 x 17.8 x 17.8 cm) Weight: Approximately 2-4 lbs (0.9-1.8 kg) Rotor Type: Fixed Angle Rotor Noise Level: Typically 50-60 dB | Labor 7 | 11 | EG
2900257 | Day1 | 1 | Centrifuge | Eppendorf | MiniSpin plus | 5453GH296867 |  | Eppendorf MiniSpin plus Laboratory Centrifuge, maximum speed 14500 RPM, 230 V, 0.6 A, frequency 50 - 60 Hz, max kinetic energy 852 Nm, max density of liquid 1.2 kg/dm³, operational digital display, fixed-angle rotor, timer, safety lock, Serial Number: 5453GH296867. Category: Laboratory Centrifuge Make: Eppendorf Model: MiniSpin plus Type: Laboratory Centrifuge Serial Number: 5453GH296867 Maximum Speed: 14500rpm Voltage Requirement: 230 V Current Requirement: 0.6 A Frequency: 50 - 60 Hz Max. Kinetic Energy: 852 Nm Max. Density of Liquid: 1.2 kg/dm³ Max. Speed (RPM): 14500 RPM Dimensions (L x W x H): Approximately 10 x 9 x 9 inches (25.4 x 22.86 x 22.86 cm) Weight: Approximately 9 lbs (4.1 kg) Power Consumption: Not Available Country of Manufacture: Germany Operational Display: Digital Rotor Type: Fixed-angle rotor Additional Features: Timer, Safety lock | Labor 7 | 11 | EG
2900258 | Day1 | 1 | 8-Channels Electronic Pipette 50uL | INTEGRA |  |  |  |  | Labor 7 | 11 | EG
2900259 | Day1 | 4 | Electronic Pipettes with SmartStand | Rainin | E4 XLS | bg49001246 |  | (4) x Rainin E4 XLS Electronic Pipette Set with SmartStand, (3x single & 1 x 8 channel) .Digital Display, Volume Range 0.5-10 µL, 5-50 µL, 10-100 µL, LTS Compatible Tips, Power Supply: 5V 4000mA, Additional Features: RFID-equipped. Category: Electronic Pipette Make: Rainin Model: E4 XLS Type: Electronic Pipette Serial Number: Not Available Volume Range: 0.5-10 µL, 5-50 µL, 10-100 µL, 10-100uL Channels: 8-Channel Display Type: Digital Power Supply: 5V, 4000mA Dimensions: Approximately 10 x 8 x 4 inches (25 x 20 x 10 cm) Weight: Approximately 1 lb (0.45 kg) per pipette Compatible Tips: LTS Additional Features: SmartStand, RFID-equipped | Labor 7 | 11 | EG
2900260 | Day1 | 1 | Centrifuge | Eppendorf | 5804 R | 5805 04093 |  | Eppendorf Centrifuge 5804 R, 14,000 RPM, 19,000 RCF, 4 x 100 ml capacity, 230V 7.5A power, A-4-62-MTP rotor, digital display, dimensions 22 x 24 x 13 inches (56 x 61 x 33 cm), weight 209 lbs (95 kg), manufactured in Germany, features include refrigeration and adjustable speed settings, Serial Number: 5805 04093. Category: Laboratory Centrifuge Make: Eppendorf Model: 5804 R Type: Centrifuge Serial Number: 5805 04093 Maximum Speed (RPM): 14,000 Maximum RCF (g): 19,000 Capacity: 4 x 100 ml (Standard Rotor) Power Requirements: 230V, 7.5A, 50 Hz Dimensions (W x D x H): 22 x 24 x 13 inches (56 x 61 x 33 cm) Weight: 209 lbs (95 kg) Rotor Type: A-4-62-MTP Display Type: Digital Country of Manufacture: Germany Additional Features: Refrigerated, Adjustable Speed and Time Settings | Labor 7 | 11 | EG
2900261 | Day2 | 1 | Biohazard Waste Container |  |  |  |  | Biohazard Waste Container, blue with yellow lid, 32 gallons (120 litres) | Labor 7 | 11 | EG
2900262 | Day2 | 1 | Refuse waste bin. |  |  |  |  | Refuse waste bin. No lid. | Labor 7 | 11 | EG
2900263 | Day2 | 1 | Lab office chair | [5 empty] | Labor 7 | 11 | EG
2900264 | Day2 | 1 | Mobile Drawer Unit |  |  |  |  | Köttermann Mobile Drawer Unit, 4 drawers. metal construction, standard locking casters, approximately 23.6 in x 19.7 in x 29.5 in (60 cm x 50 cm x 75 cm). Category: Mobile Drawer Unit / Rolling Storage Cabinet Number of Drawers: 4 Material: Metal Dimensions (W x D x H): Approximately 23.6 in x 19.7 in x 29.5 in (60 cm x 50 cm x 75 cm) Caster Type: Standard Color: Light Gray | Labor 7 | 11 | EG
2900265 | Day1 | 1 | Refrigerator | Kirsch | MED-125 | 125 30 01999 |  | Kirsch MED-125 Medical Refrigerator, 115L Capacity, 220-240V, Cooling System VKS 2705 K, Refrigerant R600a 0.032 kg, Frequency 50 Hz, Power Consumption 0.41 A, Temperature Range +2°C to +8°C, Dimensions Approx. 23.6 x 23.6 x 33.5 inches, Weight Approx. 88 lbs, Additional Features: Lockable door with key included. Serial No. 125 30 01999. Category: Medical Refrigerator Make: Kirsch Model: MED-125 Serial Number: 125 30 01999 Capacity: Net: 115 Liter, Gross: 120 Liter Cooling System: VKS 2705 K Refrigerant Type: R600a 0.032 kg Voltage: 220-240V Frequency: 50 Hz Power Consumption: 0.41 A Temperature Range: +2°C to +8°C (35.6°F to 46.4°F) Dimensions (W x D x H): Approx. 23.6 x 23.6 x 33.5 inches (600 x 600 x 850 mm) Weight: Approx. 88 lbs (40 kg) Additional Features: Lockable door, Key included | Labor 7 | 11 | EG
2900266 | Day1 | 1 | NanoString nCounter SPRINT Profiler. | NanoString Technologies | nCounter SPRINT Profiler | 1504P0016 | 2015 | NanoString nCounter SPRINT Profiler, Serial No. 1504P0016, April 2015, includes 100-240 VAC power requirements, Ethernet connectivity, CE marked, RoHS compliant, accessories like cables and documentation binder. Category: Laboratory Equipment Make: NanoString Technologies Model: nCounter SPRINT Profiler Year: 2015 Serial Number: 1504P0016 Power Requirements: 100-240 VAC, 50/60Hz, 600VA Fuses: 110VAC: 250VAC, 8A; 220VAC: 250VAC, 4A Dimensions: Approx. 24 x 18 x 14 inches (61 x 46 x 36 cm) Weight: Approx. 70 lbs (31.8 kg) Manufacture Date: April 2015 Connectivity Options: Ethernet (NET1, NET2) Software Version: Not Available Intended Use: Research and Development Condition Notes: Not Available Accessories Included: Cables, Binder with documentation Maintenance History: Not Available Compliance and Certifications: CE Marked, RoHS Compliant | Labor 7 | 11 | EG
2900267 | Day2 | 1 | Radio | [5 empty] | Labor 7 | 11 | EG
2900268 | Day1 | 1 | Thermal Cycler | Eppendorf | Mastercycler Nexus | 6333DH406720 |  | The Eppendorf Mastercycler Nexus Thermal Cycler, Model TC13, offers a 96-well plate capacity, 200-240V power requirements, 700 W power consumption, Ethernet connectivity, flexlid, touchscreen interface, manufactured in Hamburg, Germany. Serial Number: 6333DH406720. Category: Laboratory Equipment Make: Eppendorf Model: Mastercycler Nexus Year: Not specified Serial Number: 6333DH406720 Manufacture Location: Hamburg, Germany Power Requirements: 200-240V, 50-60 Hz Power Consumption: 700 W Frequency: 50-60 Hz Capacity: 96-well plate Connectivity Options: Ethernet Additional Features: flexlid, touchscreen interface Dimensions: 15.4 x 10.2 x 10.2 inches (39 x 26 x 26 cm) Weight: Approximately 30 lbs (13.6 kg) | Labor 7 | 11 | EG
2900269 | Day2 | 1 | Mobile Drawer Unit |  |  |  |  | Mobile Drawer Unit, 4 drawers. metal construction, Castors. | Labor 7 | 11 | EG
2900270 | Day2 | 1 | Lab office stool | Simco |  |  |  | Simco Office Stool, adjustable height range of approximately 16-21 inches (40-53 cm), hard plastic seat material, seat diameter approximately 13 inches (33 cm), caster wheels, five-star base. | Labor 7 | 11 | EG
2900271 | Day2 | 1 | Desk telephone | AVAYA | J139 27 |  |  |  | Labor 7 | 11 | EG
2900272 | Day1 | 1 | Thermal Cycler | Bio-Rad | C1000 Touch | CT038412 | 2019 | Bio-Rad C1000 Touch Thermal Cycler, 96 wells, plate capacity for 0.2 ml tubes or 96-well plates, temperature range 4°C to 100°C, ramp rate up to 5°C/s, dimensions approx. 16 x 9 x 9 inches (41 x 23 x 23 cm), weight approx. 26 lbs (12 kg), power requirements 100-240 VAC, 50-60 Hz, 850 W, USB and Ethernet interfaces, Year of Manufacture: 2019, Serial Number: CT038412 Category: Thermal Cycler Make: Bio-Rad Model: C1000 Touch Year: 2019 Serial Number: 7010342 Plate Capacity: 0.2 ml tubes or 96-well plates Temperature Range: 4°C to 100°C Ramp Rate: Up to 5°C/s Number of Wells: 96 wells Dimensions: Approx. 16 x 9 x 9 inches (41 x 23 x 23 cm) Weight: Approx. 26 lbs (12 kg) Power Requirements: 100-240 VAC, 50-60 Hz, 850 W Interfaces/Ports: USB, Ethernet | Labor 7 | 11 | EG
2900273 | Day1 | 1 | Centrifuge | Eppendorf AG | Mini Spin 5453 | 5453DG773655 |  | Note: Label states KAPUTT (Broken!) . Eppendorf AG 5453 Centrifuge, 85 W power requirements, assembled in USA, designed and engineered in Germany, kinetic energy 852 Nm, voltage 230 V, current 0.6 A, frequency 50-60 Hz, maximum density of liquids 1.2 kg/dm³, Serial Number: 5453DG773655. Category: Laboratory Centrifuge Make: Eppendorf AG Model: 5453 Type: Centrifuge Serial Number: 5453DG773655 Maximum Speed: 14500 min-1 (rpm) Capacity: Not Available Power Requirements: 85 W Dimensions: Approx. 14 x 12 x 9 inches (35.5 x 30.5 x 22.9 cm) Weight: Approx. 15 lbs (6.8 kg) Country of Manufacture: Assembled in USA, Designed and Engineered in Germany Year of Manufacture: Not Available Kinetic Energy: 852 Nm Voltage: 230 V Current: 0.6 A Frequency: 50-60 Hz Maximum Density of Liquids: 1.2 kg/dm³ | Labor 7 | 11 | EG
2900274 | Day1 | 1 | Centrifuge | Sigma | 1-16K | 5176 | 2014 | Sigma 1-16K Laboratory Centrifuge, 15,000 RPM, Maximum RCF of 21,379 x g, Capacity: 24 x 1.5/2.0 ml, Power: 220-240V, 50-60Hz, 1 Phase, 420 W, Features: Pre-cool function, Digital display, Program settings, Brushless motor, Serial Number: 5176. Category: Laboratory Centrifuge Make: Sigma Model: 1-16K Type: Laboratory Centrifuge Serial Number: 5176 Year: 2014 Maximum Speed (RPM): 15,000 RPM Maximum RCF (x g): 21,379 Capacity: 24 x 1.5/2.0 ml Power Requirements: 220-240V, 50-60Hz, 1 Phase, 420 W Weight: Approximately 44 lbs (20 kg) Dimensions: Approximately 14 x 11 x 20 inches (35 x 28 x 51 cm) Features: Pre-cool function, Digital display, Program settings, Brushless motor Included Accessories: Swing-out rotor, adapters | Labor 7 | 11 | EG
2900275 | Day2 | 1 | Printer | HP | LaserJet Pro 400 MFP M425dn | CND8F3LGKY |  | HP LaserJet Pro 400 MFP M425dn, All-in-One Laser Printer, features include Print, Copy, Scan, Fax, with Ethernet and USB connectivity, Print Speed (Black): Up to 35 ppm, Max Print Resolution: 1200 x 1200 dpi, Monthly Duty Cycle: Up to 50,000 pages, Paper Handling: 250-sheet input tray, 150-sheet output bin, Display: 3.5-inch color touchscreen, Energy Star Certified, Serial Number: CND8F3LGKY. Category: Printer Make: HP Model: LaserJet Pro 400 MFP M425dn Type: Laser Printer Serial Number: CND8F3LGKY Print Technology: Laser Functions: Print, Copy, Scan, Fax | Labor 7 | 11 | EG
2900276 | Day2 | 1 | Lab office chair | [5 empty] | Labor 7 | 11 | EG
2900279 | Day1 | 1 | Centrifuge | Sigma | 1-16K | 172847 | 2019 | Sigma 1-16K Laboratory Centrifuge, maximum speed of 15,000 RPM, 6 x 50 ml capacity, power requirements 220-240V 50/60Hz, made in Germany, certifications include TUV SUD and CE Mark, Serial Number: 1784x. Category: Laboratory Centrifuge Make: Sigma Model: 1-16K Type: Laboratory Centrifuge Serial Number: 1784x Maximum Speed: 15,000 RPM Maximum Capacity: 6 x 50 ml Power Requirements: 220-240V, 50/60Hz Dimensions: Approximately 12 x 12 x 20 inches (30 x 30 x 50 cm) Weight: Approximately 55 lbs (25 kg) Country of Manufacture: Germany Year of Manufacture: 2019-10-24 Certifications: TUV SUD, CE Mark | Labor 7 | 11 | EG
2900280 | Day1 | 1 | Thermal Mixer | Eppendorf | ThermoMixer C | 5382G1718338 |  | Eppendorf ThermoMixer C, 1.5 mL Capacity, Digital Display, Programmable, Temperature Range: 15°C below room temperature to 100°C, Mixing Speed Range: 300-3000 rpm, Power Supply: 200 W, 115/230 V, 50/60 Hz, Serial Number: 5394xxxx. Category: Laboratory Thermo Mixer Make: Eppendorf Model: ThermoMixer C Type: Thermo Mixer Serial Number: 5382G1718338 Capacity: 1.5 mL tubes (24 positions) Temperature Range: 15°C below room temperature to 100°C Mixing Speed Range: 300-3000 rpm Dimensions: Approximately 10.6 x 5.9 x 15.2 inches (27 x 15 x 38.6 cm) Weight: Approximately 17.6 lbs (8 kg) Power Supply: 200 W, 115/230 V, 50/60 Hz Display Type: Digital Additional Features: Programmable settings, start/stop button | Labor 7 | 11 | EG
2900281 | Day1 | 10 | Lab spares |  |  |  |  | (10) x Alurack 1.5 holders | Labor 7 | 11 | EG
2900282 | Day1 | 1 | Centrifuge, | Tomy | Capsulefuge PMC-060 | 1999/3053531 | 1999 | Tomy Capsulefuge PMC-060 Mini Centrifuge, operates at 6,000 RPM, accommodates 6 x 1.5-2.0 ml tubes, requires AC 230V, 0.25A power supply, features a transparent lid and safety lock. Serial Number: 1999/3053531. Category: Laboratory Mini Centrifuge Make: Tomy Model: Capsulefuge PMC-060 Type: Laboratory Mini Centrifuge Serial Number: 1999/3053531 Speed: 6,000 RPM Capacity: 6 x 1.5-2.0 ml tubes Power Supply: AC 230V, 0.25A, 50/60Hz Weight: Approximately 3 lbs (1.36 kg) Dimensions: Approximately 10 x 7 x 7 inches (25.4 x 17.8 x 17.8 cm) | Labor 7 | 11 | EG
2900283 | Day1 | 1 | Mixer | IKA | Vortex 2 | 100428185 |  | IKA Vortex 2 Laboratory Vortex Mixer, 0-2,500 RPM, 220-240V, On/Off/Touch operating modes, Made in Germany, Adjustable speed control, Robust plastic housing, Approx. 5.3 x 6.3 x 6.8 inches (135 x 160 x 172 mm), Approx. 6.6 lbs (3 kg), Serial Number: 100428185. Category: Laboratory Vortex Mixer Make: IKA Model: Vortex 2 Type: Laboratory Vortex Mixer Serial Number: 100428185 Speed Range: 0 to 2,500 RPM Power Supply Requirements: 220-240 V, 50/60 Hz, 60 W Dimensions: Approximately 5.3 x 6.3 x 6.8 inches (135 x 160 x 172 mm) Weight: Approximately 6.6 lbs (3 kg) Country of Manufacture: Made in Germany Additional Features: Adjustable speed control | Labor 7 | 11 | EG
2900284 | Day1 | 6 | Pipette | Eppendorf | Research Plus | PP181, PP182, PP183, PP184, PP185 |  | (6) x Eppendorf Research Plus Single-Channel Pipettes, variable volume range from 0.1-200 µL, ergonomic design, lightweight, color-coded for easy identification, includes pipette stand. Serial Numbers: PP181, PP182, PP183, PP184, PP185. Items - 2.5,10,20,100,200,1000uL Category: Laboratory Pipettes Make: Eppendorf Model: Research Plus Type: Variable Volume Single-Channel Pipettes Serial Number: PP181, PP182, PP183, PP184, PP185 Volume Range: 0.1-2.5 µL, 0.5-10 µL, 2-20 µL, 10-100 µL, 20-200 µL Increment: Typically 0.1 µL for fine adjustment Channels: Single-Channel Material: Plastic (typical for pipettes) Color Coding: Yellow, Grey, Blue Included Accessories: Pipette Stand Additional Features: Ergonomic design, lightweight | Labor 7 | 11 | EG
2900285 | Day1 | 1 | Pipette | INTEGRA | 50 Î¼L | 640262-4 |  | Integra Electronic Pipette, Model 50 Î¼L, Serial 640262-4, featuring Digital Display, 8 channels, Rechargeable Battery. - No charger available Category: Electronic Pipette Make: Integra Model: 50 Î¼L Type: Electronic Pipette Serial Number: 640262-4 Volume Range: 50 Î¼L Channels: 8 channels Display Type: Digital Power Source: Rechargeable Battery Material: Plastic and Metal Additional Features: Purge Button, Digital Display, Adjustable Volume | Labor 7 | 11 | EG
2900287 | Day1 | 1 | Lab Freezer | Liebherr | GGU 1500 Index 21/C 001 |  |  | Liebherr Laboratory Freezer GGU 1500, Capacity: 143L. Temperature Range: -9 to -26 °C, Power Requirements: 1.0 A / 220-240 V / 50 Hz, Features: Key lock and Temperature alarm, Manufacture Date: 08/2014, Serial: 9989347-03 Category: Laboratory Freezer Make: Liebherr Model: GGU 1500 Index 21/C 001 Type: Laboratory Freezer Serial Number: 9989347-03 Capacity: 143 litres Temperature Range: -9 to -26 °C Dimensions: Approx. 32 x 22 x 24 inches (81 x 57 x 61 cm) Weight: 97 lbs / 44 kg Power Requirements: 1.0 A / 220-240 V / 50 Hz Features: Key lock, Temperature alarm Manufacture Date: 08/2014 | Labor 7 | 11 | EG
2900288 | Day2 | 1 | Lab office chair |  |  |  |  | Office chair with back rest, height adjustable, five star feet with Castors. | Labor 7 | 11 | EG
2900289 | Day2 | 1 | Mobile Drawer Unit | Kottermann |  |  |  | Mobile Drawer Unit, 3 drawers. metal construction, Castors. Kottermann | Labor 7 | 11 | EG
2900290 | Day2 | 1 | Refuse waste bin. |  |  |  |  | Refuse waste bin. with Lid. | Labor 7 | 11 | EG
2900291 | Day2 | 1 | Kick step stool | [5 empty] | Labor 7 | 11 | EG
2900293 | Day2 | 1 | Refuse waste bin. |  |  |  |  | Refuse waste bin. with Lid. | Labor 8 | 11 | EG
2900294 | Day1 | 1 | Mixer | IKA | VXR B S000 | 100396425 |  | IKA VXR B S000 Laboratory Vortex Mixer, 220-240V, 45W, 50/60 Hz, 0-3000 rpm speed range, 13 x 16 x 13 inches dimensions, 6.6 lbs weight, enclosed metal housing, flat platform, IP 21 rating, Serial Number: 100396425. Category: Laboratory Vortex Mixer Make: IKA Model: VXR B S000 Serial Number: 100396425 Power Supply: 220-240V Frequency: 50/60 Hz Power Consumption: 45 W Speed Range: 0-3000 rpm Dimensions: 13 x 16 x 13 inches (33 x 40.6 x 33 cm) Weight: 6.6 lbs (3 kg) Material: Enclosed metal housing Platform Type: Flat platform Platform Dimensions: 4 x 4 inches (10.2 x 10.2 cm) Additional Features: IP 21 rating, variable speed control | Labor 8 | 11 | EG
2900295 | Day1 | 1 | Mixer | IKA | Vortex 2 | 100652375 |  | IKA Vortex 2 Laboratory Mixer, 220-240V, 50/60 Hz, 60W, Max Speed 2,500 RPM, Speed Range 0-2,500 RPM, Dimensions approximately 5.5 x 6.5 x 7 inches (14 x 16.5 x 18 cm), Weight approximately 6.6 lbs (3 kg), Operating Mode On/Off/Touch, Variable speed control, Compact design, Country of Manufacture Germany, Serial Number 100652375. Category: Laboratory Vortex Mixer Make: IKA Model: Vortex 2 Type: Laboratory Vortex Mixer Serial Number: 100653275 Max Speed: 2,500 RPM Speed Range: 0-2,500 RPM Power Supply: 220-240V Voltage: 220-240V, 50/60 Hz Frequency: 50/60 Hz Power Consumption: 60W Dimensions: Approximately 5.5 x 6.5 x 7 inches (14 x 16.5 x 18 cm) Weight: Approximately 6.6 lbs (3 kg) Country of Manufacture: Germany Additional Features: Variable speed control, Compact design | Labor 8 | 11 | EG
2900296 | Day1 | 1 | Mixer | IKA | Mini G | xxx493445 |  | IKA Mini G Laboratory Centrifuge, 6000 RPM, 24V power supply, 6 x 1.5 ml capacity, digital controls with timer settings (1 min and 10 min), plastic housing, noise level approx. 50 dB, dimensions 5.9 x 5.5 x 4.3 inches (15 x 14 x 11 cm), features certifications CE, EAC, LPS, IP 30, manufactured in Germany, www.ika.com. Category: Laboratory Mini Centrifuge Make: IKA Model: Mini G Type: Laboratory Mini Centrifuge Serial Number: xxx493445 Power Supply: 24V, 500 mA Speed: 6000 RPM Capacity: 6 x 1.5 ml tubes Noise Level: Approximately 50 dB Weight: 2.2 lbs (1 kg) Dimensions: 5.9 x 5.5 x 4.3 inches (15 x 14 x 11 cm) Material: Plastic housing Features: Digital controls, timer settings (1 min and 10 min) Country of Manufacture: Made in Germany | Labor 8 | 11 | EG
2900297 | Day1 | 6 | Pipette | Eppendorf | Research Plus | PP512, PP513, PP514, PP515, PP516, PP517 |  | (6) x Eppendorf Research Plus Adjustable Volume Pipettes Set, includes single channel pipettes with volume ranges of 0.1-1.25 µL, 0.5-10 µL, 2-20 µL, 10-100 µL, 20-200 µL, 100-1000 µL, analog display, autoclavable, compatible with Eppendorf standard tips, serial numbers: PP512, PP513, PP514, PP515, PP516, PP517. Category: Adjustable Volume Pipettes Make: Eppendorf Model: Research Plus Serial Number: PP512, PP513, PP514, PP515, PP516, PP517 Volume Range: 0.1-1.25 µL, 0.5-10 µL, 2-20 µL, 10-100 µL, 20-200 µL, 100-1000 µL Accuracy: Typically ±1% to ±3% depending on the volume setting Precision: Typically 0.2% to 1% at maximum volume Number of Channels: Single Channel Material: Constructed with high-quality plastic and metal Tip Type Compatibility: Eppendorf standard tips Display Type: Analog Display Weight: Approximately 0.2 lbs (90 g) Color: White and Grey with color-coded volume adjusters | Labor 8 | 11 | EG
2900298 | Day1 | 1 | 8-Channels Pipette 5-50uL | RAININ |  |  |  | Lab Rack | Labor 8 | 11 | EG
2900299 | Day1 | 1 | Lab apparatus | [5 empty] | Labor 8 | 11 | EG
2900300 | Day1 | 1 | Plate Sealer | Bio-Rad | PX1 | 170BR4947 |  | Bio-Rad PX1 PCR Plate Sealer, featuring a touchscreen interface, input voltage of 100-240 VAC, frequency of 50-60 Hz, maximum power of 840 W, fuse 250 VAC F 8.0 A, dimensions approximately 12 in x 10 in x 11 in (30 cm x 25 cm x 28 cm), weight approximately 22 lbs (10 kg), date of manufacture 2018, Serial No. 170BR4947. Category: Laboratory Equipment Make: Bio-Rad Model: PX1 Type: PCR Plate Sealer Serial Number: 170BR4947 Input Voltage: 100-240 VAC Frequency: 50-60 Hz Maximum Power: 840 W Fuse: 250 VAC F 8.0 A Date of Manufacture: 2018 Dimensions (L x W x H): Approximately 12 in x 10 in x 11 in (30 cm x 25 cm x 28 cm) Weight: Approximately 22 lbs (10 kg) Additional Features: Touchscreen interface | Labor 8 | 11 | EG
2900301 | Day1 | 1 | Droplet Generator | Bio-Rad | QX200 | 772BR6715 |  | Bio-Rad QX200 Droplet Generator, Model 772BR6715, Made in Singapore, input voltage 24 V, power consumption 1.5 A, dimensions approximately 10 x 8 x 3 inches (25.4 x 20.3 x 7.6 cm), weight approximately 5 lbs (2.27 kg), compatible with Droplet Generator Cartridges and DG8 Cartridges, includes power adapter. Serial Number: 772BR6715. Category: Droplet Generator Make: Bio-Rad Model: QX200 Type: Droplet Generator Serial Number: 772BR6715 Manufacture Date: 2018/12 Input Voltage: 24 V Power Consumption: 1.5 A Dimensions: Approximately 10 x 8 x 3 inches (25.4 x 20.3 x 7.6 cm) Weight: Approximately 5 lbs (2.27 kg) Country of Manufacture: Singapore Compatible Consumables: Droplet Generator Cartridges, DG8 Cartridges Connectivity Options: USB Accessories Included: Power Adapter | Labor 8 | 11 | EG
2900302 | Day1 | 1 | Lab Refrigerator | Liebherr | GG 1500 Index 21R / 001, G584 |  |  | Liebherr G584 Laboratory Refrigerator/Freezer, approximately capacity 143 Litre. temperature range -9°F to +46°F (-23°C to +8°C), 115V/60Hz power requirements, lockable door, digital display, multiple drawers, Serial Number: 9999478-x. Category: Laboratory Refrigerator/Freezer Make: Liebherr Model: GG 1500 Index 21R / 001, G584 Type: Upright Laboratory Refrigerator/Freezer Serial Number: 9999478-x Capacity: Approximately 5.3 cubic feet (150 liters) Dimensions: Approximately 32.3 x 23.6 x 21.7 inches (82 x 60 x 55 cm) Weight: Approximately 99 lbs (45 kg) Temperature Range: -9°F to +46°F (-23°C to +8°C) Power Requirements: 115V / 60Hz Features: Lockable Door,Digital Display,Multiple Drawers | Labor 8 | 11 | EG
2900303 | Day2 | 1 | Biohazard Waste Container |  |  |  |  | Biohazard Waste Container, blue with yellow lid, 32 gallons (120 litres) | Labor 8 | 11 | EG
2900304 | Day1 | 1 | PCR System | Roche | LightCycler 480 II | 31039 | 2015 | Roche LightCycler 480 II Real-Time PCR Instrument, Power Requirements: 200-240 V, 50/60 Hz, 1650 VA, Supported Software: LightCycler Software, Dimensions: Approx. 18.1 x 23.6 x 21.7 inches (460 x 600 x 550 mm), Weight: Approx. 132 lbs (60 kg), Additional Accessories Included: HP desktop, Philips monitor, HP keyboard, HP mouse, HP external drive, Serial Number: 31039. Category: Real-Time PCR Instrument Make: Roche Model: LightCycler 480 II Serial Number: 31039 Power Requirements: 200-240 V, 50/60 Hz, 1650 VA Dimensions: Approx. 18.1 x 23.6 x 21.7 inches (460 x 600 x 550 mm) Weight: Approx. 132 lbs (60 kg) Supported Software: LightCycler Software Year of Manufacture: 2015 Additional Accessories Included: HP desktop, Philips monitor, HP keyboard, HP mouse, HP external drive | Labor 8 | 11 | EG
2900305 | Day2 | 1 | Lab office chair | Simex | 7445 |  |  | Simex 7445 Office Chair, featuring adjustable height, black color, five-star base with casters, plastic, metal materials, textured seat and backrest for grip. Category: Office Chair Make: Simex Model: 7445 Base Type: Five-star base with casters Adjustability Features: Height adjustable Caster Type: Plastic casters Seat Height Range: Approximately 16-21 inches (40.64-53.34 cm) Weight Capacity: Approx. 250 lbs (113.4 kg) Special Features: Textured seat and backrest for grip | Labor 8 | 11 | EG
2900306 | Day2 | 1 | Mobile Drawer Unit |  |  |  |  | Mobile Drawer Unit, 3 drawers. metal construction, Castors | Labor 8 | 11 | EG
2900307 | Day2 | 1 | Printer | HP | LaserJet Pro 200 color MFP |  |  | HP LaserJet Pro 200 Color MFP, laser printing technology, print speed up to 14 ppm for both black and color, 600 x 600 dpi resolution, USB, Ethernet, Wireless connectivity options, 150 sheets input tray, manual duplex printing, monthly duty cycle up to 30,000 pages, dimensions 17.4 x 18.5 x 16.3 in (441 x 470 x 414 mm), weight 51.6 lbs (23.4 kg), compatible with Windows and macOS. Category: Multifunction Printer Make: HP Model: LaserJet Pro 200 color MFP Printing Technology: Laser Dimensions (W x D x H): 17.4 x 18.5 x 16.3 in (441 x 470 x 414 mm) Weight: 51.6 lbs (23.4 kg) Additional Features: Color Scanning, Fax, Copying | Labor 8 | 11 | EG
2900308 | Day1 | 1 | Spectrophotometer | ThermoFisher | Nanodrop 2000 |  |  |  | Labor 8 | 11 | EG
2900309 | Day2 | 1 | Desk telephone | AVAYA | J139 27 |  |  |  | Labor 8 | 11 | EG
2900310 | Day1 | 1 | Droplet Reader | Bio-Rad | QX200 | 771BR4001 | 2018 | The Bio-Rad QX200 Droplet Reader, featuring a Dell OptiPlex 7050, BenQ Monitor, Logitech Keyboard and Mouse, and Software CD, offers a complete setup for laboratory applications, Input Voltage: 100-240V, Frequency: 50-60 Hz, Serial Number:.771BR4001 Category: Droplet Reader Make: Bio-Rad Model: QX200 Type: Droplet Reader Serial Number:771BR4001 Input Voltage: 100-240V Frequency: 50-60 Hz Power Consumption: Approximately 250W Dimensions: 25" x 20" x 15" (63.5 cm x 50.8 cm x 38.1 cm) Weight: Approx. 60 lbs (27.2 kg) Connectivity Options: USB, Ethernet | Labor 8 | 11 | EG
2900311 | Day1 | 1 | Thermal Cycler | Bio-Rad | C1000 Touch Thermal Cycler | CT039573 |  | Bio-Rad C1000 Touch Thermal Cycler, 100-240 VAC, Frequency 50-60 Hz, Maximum Power 850 W, Dimensions approx. 10.6 x 18.1 x 9.1 in (27 x 46 x 23 cm), Weight approx. 30 lbs (13.6 kg), Maximum Block Ramp Rate 5°C/sec, Temperature Range 4°C to 100°C, Temperature Accuracy ±0.5°C, Number of Wells 96, USB Connectivity Yes, Serial Number CT039573. Category: Thermal Cycler Make: Bio-Rad Model: C1000 Touch Thermal Cycler Type: Thermal Cycler Serial Number: CT039573 Input Voltage: 100-240 VAC Frequency: 50-60 Hz Maximum Power: 850 W Dimensions: Approx. 10.6 x 18.1 x 9.1 in (27 x 46 x 23 cm) Weight: Approx. 30 lbs (13.6 kg) Maximum Block Ramp Rate: 5°C/sec Temperature Range: 4°C to 100°C Temperature Accuracy: ±0.5°C | Labor 8 | 11 | EG
2900313 | Day2 | 1 | Lab office chair |  |  |  |  | Office chair with backrest, Castors | Labor 8 | 11 | EG
2900314 | Day2 | 1 | Kick step stool. | [5 empty] | Labor 8 | 11 | EG
2900315 | Day1 | 1 | Microscope | Nikon | Eclipse TS100 | 103021 |  | Nikon Eclipse TS100 Inverted Microscope, equipped with 10x/0.25 Ph1 ADL and 20x/0.4 LWD objective lenses, C-W10xB eyepiece, Halogen 6V/30W illumination, fixed stage with glass or metal insert, dimensions approximately 15 x 10 x 18 inches (38 x 25 x 46 cm), weight approximately 20 lbs (9 kg), serial number 103021 Note: buyer check specs. Category: Microscope Make: Nikon Model: Eclipse TS100 Type: Inverted Microscope Serial Number: 103021 Magnification Range: 40x to 200x Objective Lenses: 10x/0.25 Ph1 ADL, 20x/0.4 LWD, 4x/0.1 Eyepiece: C-W10xB Illumination: Halogen 6V/30W Stage: Fixed stage, glass or metal insert Dimensions: Approx. 15 x 10 x 18 inches (38 x 25 x 46 cm) Weight: Approx. 20 lbs (9 kg) Voltage: 100-120V, 220-240V (interchangeable) Additional Features: ELWD 0.3/OD75 Country of Manufacture: Japan | Labor 8 | 11 | EG
2900316 | Day1 | 1 | Stirrer | Heidolph | MR 3001 K | 080152923 |  | Heidolph MR 3001 K Laboratory Hotplate Stirrer, 625W, 100-1250 rpm, AC 230/240V 50/60Hz, Up to 300°C (572°F), Aluminum Plate, Dimensions: Approx. 12 x 10 x 5 in (30 x 25 x 13 cm), Weight: Approx. 10 lbs (4.5 kg), Made in Germany, Serial No: 080152923. Category: Laboratory Hotplate Stirrer Make: Heidolph Model: MR 3001 K Type: Laboratory Hotplate Stirrer Serial Number: 080152923 Power Supply: AC 230/240V, 50/60Hz Power Consumption: 625W Speed Range: 100-1250 rpm Temperature Range: Up to 300°C (572°F) Dimensions: Approx. 12 x 10 x 5 in (30 x 25 x 13 cm) Weight: Approx. 10 lbs (4.5 kg) Country of Manufacture: Germany | Labor 8 | 11 | EG
2900317 | Day1 | 1 | Scale | Sartorius | Entris 2202i-1S | 35205409 |  | Sartorius Entris 2202i-1S Digital Lab Scale, Max 2200g, 0.01g Readability, Platform Size: 7.1 in x 7.1 in, AC Adapter, Tare Function, Calibration Function, Dimensions: 11.2 in x 8.3 in x 3.5 in, Weight: 9 lbs, Serial Number: 35205409. Category: Digital Laboratory Scale Make: Sartorius Model: Entris 2202i-1S Type: Digital Laboratory Scale Serial Number: 35205409 Capacity: Max 2200g (4.85 lbs) Readability: 0.01g Platform Size: Approximately 7.1 in x 7.1 in (180 mm x 180 mm) Power Supply: AC Adapter Features: Tare Function, Calibration Function Dimensions: 11.2 in x 8.3 in x 3.5 in (285 mm x 210 mm x 90 mm) Weight: Approximately 9 lbs (4 kg) Country of Manufacture: Germany | Labor 8 | 11 | EG
2900318 | Day1 | 1 | Incubator Shaker | Heidolph | Titramax 1000 | 110001031 |  | Heidolph Titramax 1000 Laboratory Incubator Shaker, AC 230/240V 50/60Hz, 30W, 150-1350 rpm, 20-65°C (68-149°F) temperature range, platform dimensions approximately 11.8 x 11.8 inches (30 x 30 cm), suitable for up to 6 liters, includes timer and digital display. Serial Number: 110001031. Category: Laboratory Incubator Shaker Make: Heidolph Model: Titramax 1000 Type: Laboratory Incubator Shaker Serial Number: 110001031 Voltage: AC 230/240V 50/60Hz Power Consumption: 30W Temperature Range: 20-65°C (68-149°F) Speed Range: 150-1350 rpm Platform Dimensions: Approximately 11.8 x 11.8 inches (30 x 30 cm) Weight: Approx. 33 lbs (15 kg) Dimensions: Approx. 17.7 x 15.7 x 5.9 inches (45 x 40 x 15 cm) Capacity: Suitable for up to 6 liters Features: Timer, Speed Control, Digital Display, Temperature Control | Labor 8 | 11 | EG
2900319 | Day1 | 1 | Lab Freezer | Liebherr | GG 4010 Index 40A/001 |  |  | Liebherr GG 4010 Laboratory Freezer, featuring a capacity (382 litres), temperature range of -9°F to -13°F (-23°C to -25°C), dimensions of 72 x 24 x 26 inches (183 x 60 x 66 cm), weight of 198 lbs (90 kg), power supply of 1.5 A, 220-240 V, 50 Hz, equipped with R290 refrigerant, solid door with lock, 4 wire baskets, electronic control panel, ProfiLine, key lock, manufactured in Austria. Serial Number: 9915584-01 Category: Laboratory Freezer Make: Liebherr Model: GG 4010 Index 40A/001 Year: Not Available Serial Number: 9915584-01 Capacity: 13.7 cu ft (382 litres) Temperature Range: -9°F to -13°F (-23°C to -25°C) Dimensions: 72 x 24 x 26 inches (183 x 60 x 66 cm) Weight: 198 lbs (90 kg) Power Supply: 1.5 A, 220-240 V, 50 Hz Energy Consumption: Not Available Refrigerant Type: R290, 75g Door Type: Solid Door with Lock Shelves/Baskets: 4 Wire Baskets Color: White Additional Features: ProfiLine, Key Lock | Labor 8 | 11 | EG
2900321 | Day1 | 1 | Automated protein/RNA purification device with Spare parts | Qiagen | QIAcube Connect | 76003888? |  | Qiagen QIAcube Connect Laboratory Automation System (Automated Centrifuge System), rotor type: Fixed-angle rotor 12-place, maximum speed: 5000 RPM, maximum capacity: 12 x 2.0 ml tubes, dimensions: 25.6 x 19.3 x 23.6 in (65 x 49 x 60 cm), weight: 155 lbs (70 kg), power requirements: 100-240 V, 50/60 Hz, automated sample preparation, touchscreen interface, Serial 76003888?. Blue boxes of spares included. Category: Laboratory Centrifuge/Automation System Make: Qiagen Model: QIAcube Connect Type: Laboratory Automation System Serial Number: 76003888? Rotor Type: Fixed-angle rotor, 12-place Maximum Speed (RPM): 5000 RPM Maximum Capacity: 12 x 2.0 ml tubes Dimensions (HxWxD): 25.6 x 19.3 x 23.6 in (65 x 49 x 60 cm) Weight: 155 lbs (70 kg) Power Requirements: 100-240 V, 50/60 Hz Additional Features: Automated sample preparation, touchscreen interface | Labor 8 | 11 | EG
2900322 | Day1 | 1 | Shaker | Heidolph | Reax top | 200009863 | 2017 | Heidolph Reax Top Laboratory Shaker, speed range 100-2500 RPM, power requirements 230-240 V, 50/60 Hz, power consumption 51 W, Part Number 541-10000-00-1, Made in Germany, features include speed control knob and set speed indicator. Serial Number: 200009863. Category: Laboratory Shaker Make: Heidolph Model: Reax top Type: Shakers & Mixers Serial Number: 200009863 Power Requirements: 230-240 V, 50/60 Hz Power Consumption: 51 W Speed Range: 100-2500 RPM Dimensions: Approx. 7.9 x 7.9 x 4.9 inches (20 x 20 x 12.5 cm) Weight: Approx. 5.5 lbs (2.5 kg) Origin: Made in Germany Additional Features: Speed control knob, Set Speed indicator Part Number (P/N): 541-10000-00-1 | Labor 8 | 11 | EG
2900323 | Day1 | 6 | Pipette | Eppendorf | Reference 2 |  |  | (6) x Eppendorf Reference 2 Micropipette Set with Stand, volume range 2.5µL to 1000µL, single-channel, increment 0.1µL, accuracy ±0.6% for 1000µL, precision ±0.2% for 1000µL, autoclave compatibility (lower part), ergonomic design, volume lock, material polypropylene and stainless steel. Category: Micropipette Set with Stand Make: Eppendorf Model: Reference 2 Volume Range: 2.5µL,10µL,20µL,100µL,200µL,1000µL Channels: Single-channel Increment: 0.1µL Accuracy: ±0.6% for 1000µL Precision: ±0.2% for 1000µL Stand Included: Yes Additional Features: Ergonomic design, volume lock | Labor 8 | 11 | EG
2900324 | Day1 | 1 | Mixer | Heathrow Scientific | Sprout | HSD39930 |  | Heathrow Scientific Sprout Vortex Mixer, Model HSD39930, requires 12 VDC 0.6 A 7.3 W, speed range of 2800 RPM, approximately 6 x 5 x 5 inches (15.2 x 12.7 x 12.7 cm), weight approximately 2 lbs (0.9 kg), plastic and metal construction, CE Certified, compact design, Serial Number: HSD39930. Category: Laboratory Vortex Mixer Make: Heathrow Scientific Model: Sprout Type: Vortex Mixer Serial Number: HSD39930 Power Requirements: 12 VDC 0.6 A 7.3 W Speed Range: 2800 RPM Dimensions: Approximately 6 x 5 x 5 inches (15.2 x 12.7 x 12.7 cm) Weight: Approximately 2 lbs (0.9 kg) Material: Plastic and Metal Country of Origin: China Additional Features: CE Certified, Compact Design | Labor 8 | 11 | EG
2900325 | Day1 | 1 | Genetic DNA Analyzer | Thermo Fisher Scientific | SeqStudio | 232001486 | 2019 | Thermo Fisher SeqStudio Genetic Analyzer, includes SeqScape Software, Sequencing Analysis Software, GeneMapper Software, Variant Reporter Software, Windows 7 compatibility, Electrical Requirements: 100-240 VAC, 50-60 Hz, 400 W, Dimensions: Approx. 18.5 x 18.9 x 30.3 inches (470 x 480 x 770 mm), Weight: Approx. 97 lbs (44 kg), Serial Number: 232001486. Category: Genetic Analyzer Make: Thermo Fisher Scientific Model: SeqStudio Type: Genetic Analyzer Serial Number: 232001486 Electrical Requirements: 100-240 VAC, 50-60 Hz, 400 W Dimensions: Approx. 18.5 x 18.9 x 30.3 inches (470 x 480 x 770 mm) Weight: Approx. 97 lbs (44 kg) Software Included: SeqScape Software, Sequencing Analysis Software, GeneMapper Software, Variant Reporter Software Operating System Compatibility: Windows 7 (32 Bit and 64 Bit) Year of Manufacture: 2019 Country of Manufacture: Made in Singapore | Labor 8 | 11 | EG
2900326 | Day2 | 1 | Mobile Drawer Unit |  |  |  |  | Mobile Cupboard Unit, 3 drawers. metal construction, Castors, Kottermann. Dims 90cm x 50cm x75. Note: contents NOT included. | Labor 8 | 11 | EG
2900327 | Day2 | 1 | Lab office chair |  |  |  |  | Office Chair, Height adjustable, 5 star bottom with Castors. Kango. | Labor 8 | 11 | EG
2900328 | Day2 | 1 | Lab office chair | Kango |  |  |  | Office Chair, Height adjustable, 5 star bottom with Castors. Kango | Labor 8 | 11 | EG
2900329 | Day1 | 1 | Refrigeration | LIEBHERR | KT 1740 |  |  | Liebherr Refrigerator KT 1740, serial 9961360-01, 157 Litres | Labor 8 | 11 | EG
2900331 | Day2 | 1 | Lab office stool | Simco |  |  |  | Simco Office Stool, adjustable height range of approximately 16-21 inches (40-53 cm), hard plastic seat material, seat diameter approximately 13 inches (33 cm), caster wheels, five-star base. | Labor 8 | 11 | EG
2900332 | Day2 | 1 | Mobile Drawer Unit | Kottermann |  |  |  | Köttermann Mobile Drawer Unit, 4 drawers. metal construction, standard locking casters, approximately 23.6 in x 19.7 in x 29.5 in (60 cm x 50 cm x 75 cm). Category: Mobile Drawer Unit / Rolling Storage Cabinet Number of Drawers: 4 Material: Metal Dimensions (W x D x H): Approximately 23.6 in x 19.7 in x 29.5 in (60 cm x 50 cm x 75 cm) Caster Type: Standard Color: Light Gray | Labor 8 | 11 | EG
2900333 | Day1 | 2 | 8-Channels Electronic Pipettes | METTLER TOLEDO | E4 XLS |  |  | Electronic Pipettes, 8 channels with SMARTSTAND charging pipettes holder | Labor 8 | 11 | EG
2900334 | Day1 | 1 | Mixer | Scientific Industries | Vortex-Genie 2 | 92876 |  | The Scientific Industries Vortex-Genie 2 is a laboratory vortex mixer featuring On/Off and Touch settings and variable speed control, Voltage: 240V, Frequency: 50Hz, Speed Range: 600-3200 RPM, Dimensions: 7 x 5 x 6 inches (17.8 x 12.7 x 15.2 cm), Weight: 8 lbs (3.6 kg), Manufacturing Location: Bohemia, N.Y., USA, Serial Number: 92876. Category: Laboratory Vortex Mixer Make: Scientific Industries Model: Vortex-Genie 2 Type: Laboratory Equipment - Vortex Mixer Serial Number: 92876 Voltage: 240V Frequency: 50Hz Power Cord Type: Standard US Plug Speed Range: 600-3200 RPM Dimensions: 7 x 5 x 6 inches (17.8 x 12.7 x 15.2 cm) Weight: 8 lbs (3.6 kg) Additional Features: On/Off and Touch settings, variable speed control Manufacturing Location: Bohemia, N.Y., USA | Labor 8 | 11 | EG
2900335 | Day1 | 1 | Mixer | VWR | LAB DANCER S040 | 06153184 |  | VWR LAB DANCER S040 Vortex Mixer, 12V DC power supply, multiple plug types, approximately 2800 rpm speed range, single test tube capacity, IP 40 protection rating, serial number 06153184. Category: Vortex Mixer Make: VWR Model: LAB DANCER S040 Type: Vortex Mixer Serial Number: 06153184 Power Supply: 12V DC (from adapter) Speed Range: Approximately 2800 rpm Weight: Approximately 2 lbs (0.9 kg) Dimensions: Approximately 4.3 x 4.3 x 3.5 inches (11 x 11 x 9 cm) Capacity: Single test tube Material: ABS plastic & rubber Plug Type: Multiple (UK, EU, etc.) | Labor 8 | 11 | EG
2900336 | Day1 | 1 | Mixer | VWR | Lab Dancer |  |  | VWR Lab Dancer Vortex Mixer, Model: Lab Dancer, 2800 RPM, European plug adapter, Orbit Diameter: 4.5 mm, Dimensions: 4 x 4 x 3.5 inches, Weight: 1.5 lbs, Features: Compact and lightweight design, touch operation, CE certification. Category: Lab Vortex Mixer Make: VWR Model: Lab Dancer Power Supply: European plug adapter visible (220V) Speed Range (RPM): Approximately 2800 RPM Orbit Diameter: 4.5 mm (0.18 inches) Dimensions (LxWxH): 4 x 4 x 3.5 inches (10.16 x 10.16 x 8.89 cm) Weight: 1.5 lbs (0.68 kg) Features: Compact and lightweight design, touch operation Certifications: CE certification | Labor 8 | 11 | EG
2900337 | Day1 | 6 | Pipettes | Eppendorf | Research Plus |  |  | (6) x Eppendorf Research Plus Pipette Set, Adjustable Volume, Single-channel, Volume Range: 0.1-2.5 µL, 10-100 µL, 100ul , 200uL, 1000 µL, Stand Included, Autoclavable, Items - 2.5, 10, 20,100,200,1000uL Category: Laboratory Pipettes Make: Eppendorf Model: Research Plus Type: Adjustable Volume Pipettes Serial Number: Not Available Volume Range: 0.1-2.5 µL, 10-100 µL, 200 uL, 100-1000 µL Channels: Single-channel Material: Polypropylene (common for pipettes) Display Type: Analog Accuracy: ±0.6% for 0.1-2.5 µL, ±0.8% for 10-100 µL, ±0.6% for 100-1000 µL Precision: ±0.3% for 0.1-2.5 µL, ±0.2% for 10-100 µL, ±0.2% for 100-1000 µL Autoclavable: Yes Color Code for Volume: Yellow for 10-100 µL, White for 100-1000 µL, Light Gray for 0.1-2.5 µL Weight: Approximately 80g (2.8 oz) per pipette | Labor 8 | 11 | EG
2900338 | Day1 | 1 | Centrifuge | Heathrow Scientific | Sprout | HSC38022 |  | The Heathrow Scientific Sprout Laboratory Mini Centrifuge features a maximum speed of 6,000 RPM, rotor capacity of 6 x 1.5/2.0mL tubes, dimensions of 5.5 x 5.5 x 4.5 inches (14 x 14 x 11.5 cm), weight of 1 lb (0.45 kg), and a power consumption of 7.3W. It is certified by SGS US, made of plastic, and manufactured in China. Serial Number: HSC38022. Category: Laboratory Mini Centrifuge Make: Heathrow Scientific Model: Sprout Type: Laboratory Mini Centrifuge Serial Number: HSC38022 Power Supply: External Adapter, 12V DC Maximum Speed: 6,000 RPM Rotor Capacity: 6 x 1.5/2.0mL tubes Dimensions: 5.5 x 5.5 x 4.5 inches (14 x 14 x 11.5 cm) Weight: 1 lb (0.45 kg) Input Voltage: 12V DC Power Consumption: 7.3W Certifications: SGS US Material: Plastic Color: Yellow Country of Manufacture: Made in China | Labor 8 | 11 | EG
2900339 | Day1 | 1 | Centrifuge | Kendro Laboratory Products | Multifuge 3L-R | 40078823 | 2001 | Kendro Multifuge 3L-R Laboratory Centrifuge, capable of reaching speeds up to 4,600 RPM, power requirements: 230V 50/60 Hz 1900 W, features include Heraeus Sorvall rotor, manual control with digital display, autoclavable at 121°C. Made in Germany, Year of Manufacture: 2001, Serial Number: 40078823. Category: Laboratory Centrifuge Make: Kendro Laboratory Products Model: Multifuge 3L-R Year: 2001 Serial Number: 40078823 Maximum Speed (RPM): Max 4,600 rpm Maximum RCF (Relative Centrifugal Force): Approximately 4,595 x g Capacity: 4 slots per rotor Power Requirements: 230V, 50/60 Hz, 1900 W Weight: Approximately 330 lbs (150 kg) Dimensions: Approximately 30 x 26 x 15 inches (76 x 66 x 38 cm) Country of Manufacture: Germany Control Type: Manual control with digital display | Labor 8 | 11 | EG
2900341 | Day1 | 1 | Thermal Mixer | Eppendorf | ThermoMixer C | 5382CQ002990 |  | Eppendorf ThermoMixer C, 220-240V, 50-60Hz, 0.95A, 200W, temperature range 15°C below ambient to 100°C, mixing speed 300-3,000 RPM, suitable for various tube formats up to 50 mL, approximately 10.6 x 6.5 x 9.1 inches (270 x 165 x 230 mm), approximately 10.8 lbs (4.9 kg), manufactured in Hamburg, Germany, Serial Number: 5382CQ002990. Category: Laboratory ThermoMixer Make: Eppendorf Model: ThermoMixer C Type: ThermoMixer Serial Number: 5382CQ002990 Power Requirements: 220 - 240V, 50-60 Hz, 0.95 A, 200W Temperature Range: 15°C below ambient to 100°C Mixing Speed Range: 300 - 3,000 RPM Capacity: Suitable for various tube formats up to 50 mL Dimensions: Approximately 10.6 x 6.5 x 9.1 inches (270 x 165 x 230 mm) Weight: Approximately 10.8 lbs (4.9 kg) Manufacturing Location: Germany | Labor 8 | 11 | EG
2900342 | Day1 | 1 | Plate Sealer | Bio-Rad | PX1 PCR Plate Sealer | 770BR2177 |  | Bio-Rad PX1 PCR Plate Sealer, touchscreen interface, 50-60 Hz, 840 W max power, 250 V F 8.0 A fuse, made in USA, compact design, serial number 770BR2177. Category: PCR Plate Sealer Make: Bio-Rad Model: PX1 PCR Plate Sealer Type: PCR Plate Sealer Serial Number: 770BR2177 Input Voltage: 100-240 VAC Frequency: 50-60 Hz Power Consumption: Max Power 840 W Fuse Rating: 250 V F 8.0 A Dimensions: Approximately 13 x 11 x 10 inches (33 x 28 x 25 cm) Weight: Approximately 15 lbs (6.8 kg) Sealing Temperature Range: 170°C to 200°C Plate Compatibility: Compatible with standard PCR plates Control Interface: Touchscreen Manufacturing Country: Made in USA | Labor 8 | 11 | EG
2900343 | Day1 | 1 | Droplet Generator | Bio-Rad | QX200 | 772BR7201 | 2019 | Bio-Rad QX200 Droplet Generator, suitable for Digital PCR Systems, includes USB connectivity, power requirements of 24 V, 1.5 A, and country of manufacture includes China and Mexico. Serial Number: 77BR7201 Category: Droplet Generator Make: Bio-Rad Serial No. 772BR7201 Year 2019 Model: QX200 Type: Droplet Generator Catalog Number: 12013746 Power Requirements: 24 V, 1.5 A Dimensions: Approximately 9.4 in x 8.3 in x 3.6 in (23.9 cm x 21 cm x 9.1 cm) Weight: Approximately 6.6 lbs (3 kg) Year of Manufacture: 2019 Connectivity Options: USB | Labor 8 | 11 | EG
2900344 | Day1 | 1 | Droplet Reader | Bio-Rad | QX200 | 771BR5641 | 2019 | Bio-Rad QX200 Droplet Reader, includes QX Manager Software Regulatory Edition Version 1.0, power requirements 100-240 V 50-60 Hz 1A, dimensions approximately 22 x 12 x 14 inches (55.9 x 30.5 x 35.6 cm), weight approximately 45 lbs (20.4 kg), fuse rating 1.5 A 250 V, made in Singapore, Serial Number: 771BR5641. Category: Droplet Reader Make: Bio-Rad Model: QX200 Type: Droplet Reader Serial Number: 771BR5641 Dimensions: Approximately 22 x 12 x 14 inches (55.9 x 30.5 x 35.6 cm) Weight: Approximately 45 lbs (20.4 kg) Power Requirements: 100-240 V, 50-60 Hz, 1A Year of Manufacture: 2019 Software Included: QX Manager Software Regulatory Edition, Version 1.0 Input Voltage: 100-240 V Fuse Rating: 1.5 A, 250 V Notes: Made in Singapore | Labor 8 | 11 | EG
2900345 | Day1 | 1 | Lab Refrigerator | Kirsch | MED-125 | 125 30 02794 | 2017 | Kirsch MED-125 Laboratory Refrigerator, Gross Volume: 120 Litre, Net Volume: 115 Litre, Refrigerant Type: R600a 0.032 kg, Energy Consumption: 0.41 A, Frequency: 50 Hz, Cooling System: VKS 2705 K, Number of Shelves: 3, Digital control panel, Lockable door, TüV Certification, Serial Number: 125 30 02794. Category: Laboratory Refrigerator Make: Kirsch Model: MED-125 Year: 2017 Serial Number: 125 30 02794 Gross Volume: 120 Litre Net Volume: 115 Litre Refrigerant Type: R600a, 0.032 kg Energy Consumption: 0.41 A Voltage: 220-240V Frequency: 50 Hz Cooling System: VKS 2705 K Temperature Range: Typically 2°C to 8°C Number of Shelves: 3 Dimensions (HxWxD): Approx. 33.5 x 23.6 x 23.6 in (85 x 60 x 60 cm) Weight: Approx. 110 lbs (50 kg) Additional Features: Digital control panel, Lockable door Certification: TüV | Labor 8 | 11 | EG
2900346 | Day2 | 1 | Biohazard Waste Container |  |  |  |  | Biohazard Waste Container, blue with yellow lid, 32 gallons (120 litres) | Labor 8 | 11 | EG
2900347 | Day2 | 1 | Lab office chair |  |  |  |  | Office Chair with backrest, Height adjustable. | Labor 8 | 11 | EG
2900348 | Day1 | 1 | Lab Freezer | Liebherr | GS 1383 Comfort |  |  | Liebherr GS 1383 Comfort Freezer, 105-litre capacity, 4 compartments, power consumption of 0.480 kWh/24h, dimensions of approximately 33.5 x 21.7 x 23.6 inches (85 x 55 x 60 cm), A++ energy efficiency rating, Super Frost Function, Serial: 9990471-00. Made in Austria Category: Freezer Make: Liebherr Model: GS 1383 Comfort Type: Freezer Serial Number: 9990471-00 Capacity: 106 liters Temperature Range: -15°C to -32°C Number of Compartments: 4 Power Consumption: 0.480 kWh/24h Dimensions: Approximately 33.5 x 21.7 x 23.6 inches (85 x 55 x 60 cm) Weight: Approximately 88 lbs (40 kg) Voltage: 220-240 V Energy Efficiency Rating: A++ Additional Features: Super Frost Function | Labor 8 | 11 | EG
2900350 | Day1 | 1 | Ice Maker | Scotsman | AF 103 | DL 007115 | 2013 | Scotsman AF 103 Ice Maker, freestanding, 230V/50Hz/1Ph, 220 lbs production capacity, 77 lbs storage capacity, R134a refrigerant, 0.586 kWh energy consumption, air cooling system, CE/EAC/WRAS certified, XSafe Antimicrobial Product Protection, Serial DL 007115. Category: Ice Maker Make: Scotsman Model: AF 103 Type: Freestanding Serial Number: DL 007115 Ice Production Capacity: Approx. 220 lbs (100 kg) Storage Capacity: Approx. 77 lbs (35 kg) Dimensions: 24 in x 24 in x 39 in (610 mm x 610 mm x 990 mm) Weight: Approx. 121 lbs (55 kg) Power Supply: 230V/50Hz/1Ph Refrigerant Type: R134a Energy Consumption: 0.586 kWh Water Usage: Approx. 12 gallons (45 litres) per 100 lbs of ice Cooling System: Air Certifications: CE, EAC, WRAS | Labor 9 | 11 | EG
2900351 | Day2 | 2 | Refuse waste bin. |  |  |  |  | (2) x Waste bins, with Lids. | Labor 9 | 11 | EG
2900352 | Day2 | 1 | Portable storage unit | [5 empty] | Labor 9 | 11 | EG
2900353 | Day1 | 1 | Lab Oven | BINDER | ED 400 | 15-21046 | 2015 | The BINDER ED 400 Drying and Heating Oven offers a maximum temperature of 300°C and a power consumption of 3.40 kW. It features a 400-liter capacity with three adjustable shelves, digital display, 400 V / 50/60 Hz voltage, IP20 protection class, and was manufactured in 2016. Serial number: 15-21046. Category: Drying and Heating Oven Make: BINDER Model: ED 400 Type: Drying and Heating Oven Serial Number: 15-21046 Year: 2015 Temperature Range: Up to 300°C (572°F) Power Consumption: 3.40 kW / 7.4 A Interior Volume: Approximately 14.1 cu ft (400 liters) Number of Shelves: 3 Dimensions (Exterior): Approximately 34.6 x 64.6 x 29.1 in (880 x 1640 x 740 mm) Dimensions (Interior): Approximately 23.6 x 39.4 x 19.7 in (600 x 1000 x 500 mm) Weight: Approximately 308 lbs (140 kg) Voltage/Frequency: 400 V / 50/60 Hz IP Protection Class: 20 Safety Device: DN 12880 Project Number: 9110-00105 Additional Features: Digital Display, Adjustable Shelves | Labor 9 | 11 | EG
2900354 | Day2 | 1 | Portable storage unit | [5 empty] | Labor 9 | 11 | EG
2900355 | Day1 | 1 | Water Tank with pump | Millipore | TANKS50UV | F5SA79883 |  | Millipore TANKS50UV Laboratory Water Purification System, Power Requirements: 230V 50Hz 30VA, Display Panel, Grundfos Pump, CE Certified, Serial F5SA79883. Category: Laboratory Water Purification System Make: Millipore Model: TANKS50UV Type: Laboratory Water Purification System Serial Number: F5SA79883 Power Requirements: 230V, 50Hz, 30VA Flow Rate: Not Available Operating Pressure: Not Available Dimensions: Approx. 20 x 14 x 18 inches (50 x 35 x 45 cm) Tank Capacity: Estimated 50 liters Purity Level Achieved: Type 1 Ultrapure Water Features: Display Panel, Grundfos Pump, CE Certified | Labor 9 | 11 | EG
2900356 | Day1 | 1 | Water Filtration | Millipore | Elix Advantage 15 | F7EA11083A | 2017 | Millipore Elix Advantage 15 Water Purification System, 100-240V 50-60Hz 160VA, Elix Technology, Ethernet connectivity, bench-top installation, includes Progard T3Z filter, designed for laboratories needing up to 15 liters per hour, Serial No: F7EA11083A. Category: Water Purification System Make: Millipore Model: Elix Advantage 15 Year: 2017 Serial Number: F7EA11083A Power Supply: 100-240V ~ 50-60Hz, 160VA Dimensions: Approximately 16 x 24 x 16 inches (40.6 x 61 x 40.6 cm) Weight: Approximately 45 lbs (20.4 kg) Capacity: Designed for laboratories needing up to 15 liters per hour Filtration Technology: Elix Technology Maximum Flow Rate: 15 liters per hour Accessories Included: Progard T3Z Filter | Labor 9 | 11 | EG
2900357 | Day1 | 1 | Water Filtration | Millipore S.A.S | Elix Advantage 15 | F55A80597 |  | Merck Millipore Elix Advantage 15 Laboratory Water Purification System, Electrical Requirements: 100-230V, Flow Rate: Up to 15 liters per hour, Dimensions: 18.5 x 20.5 x 18.5 inches, Weight: 53 lbs, Purification Technology: Elix Technology, Output Water Quality: Type 2 pure water, Cartridge Type: Progard TS2, Manufacturer: Millipore S.A.S, Serial Number: F55A80597. Category: Water Purification System Make: Merck Millipore Model: Elix Advantage 15 Type: Laboratory Water Purification System Serial Number: F55A80597 Electrical Requirements: 100-230V, 50-60Hz, 160VA Flow Rate: Up to 15 liters per hour Dimensions (W x D x H): 18.5 x 20.5 x 18.5 inches (47 x 52 x 47 cm) Weight: 53 lbs (24 kg) Purification Technology: Elix Technology Display Type: Digital Input Water Type: Tap water Output Water Quality: Type 2 pure water Cartridge Type: Prodarg TS2 Connection Types: 1/2 inch OD tubing connectors Additional Features: Integrated TOC monitor, Remote dispenser Manufacturer: Millipore S.A.S Country of Manufacture: France | Labor 9 | 11 | EG
2900359 | Day1 | 1 | Dishwasher | Miele Professional | GSP140 | 0074387352 | 2015 | Miele Professional GSP140 Commercial Dishwasher, stainless steel, 110 lbs (50 kg), dimensions 33.5 in x 23.6 in x 24.6 in (850 mm x 600 mm x 625 mm), 14 place settings, 6 wash programs, energy consumption 1.05 kWh per cycle, water consumption 2.5 gallons (9.5 liters) per cycle, 230V, 16A, Serial Number:0074387352 Category: Commercial Dishwasher Make: Miele Professional Model: GSP140 Type: Commercial Dishwasher Serial Number: 0074387352 Dimensions: 33.5 in x 23.6 in x 24.6 in (850 mm x 600 mm x 625 mm) Weight: 110 lbs (50 kg) Capacity: 14 Place Settings Number of Wash Programs: 6 Energy Consumption: 1.05 kWh per cycle Water Consumption per Cycle: 2.5 gallons (9.5 liters) Voltage: 230 V Amperage: 16 A Material: Stainless Steel Country of Manufacture: Germany | Labor 9 | 11 | EG
2900360 | Day1 | 1 | Water Filtration | Millipore | Milli-Q Q-POD | F7HA11126 | 2017 | Millipore Milli-Q Q-POD Remote Dispenser, Power Requirements: 24-28V, 25W, Dimensions: 15 x 10 x 10 inches (38 x 25 x 25 cm), Weight: 10 lbs (4.5 kg), Water Quality Output: Up to 18.2 MΩ·cm at 25 °C, Flow Rate: Up to 2 L/min, Operating Temperature Range: 5-40 °C (41-104 °F), Date of Manufacture: 02-JUN-2017, Features: Remote Dispensing, Touchscreen Display, Flexible arm, Made in France, Serial Number: F7HA11126 Category: Laboratory Water Purification System Make: Millipore Model: Milli-Q Q-POD Type: Remote Dispenser Serial Number: F7HA11126 Power Requirements: 24-28V, 25W Dimensions: Approximately 15 x 10 x 10 inches (38 x 25 x 25 cm) Weight: Approximately 10 lbs (4.5 kg) Water Quality Output: Up to 18.2 MΩ·cm at 25 °C Flow Rate: Up to 2 L/min Operating Temperature Range: 5-40 °C (41-104 °F) Date of Manufacture: 02-JUN-2017 Features: Remote Dispensing, Touchscreen Display, Flexible arm Country of Manufacture: Made in France | Labor 9 | 11 | EG
2900361 | Day1 | 1 | Water Filtration | Merck | Milli-Q IQ 7000 | QA-076T02 | 2017 | Merck Milli-Q IQ 7000 Water Purification System, Reverse Osmosis with UV Light, 70 liters per hour, 100-240V 50-60Hz, dimensions 22.8" x 16.5" x 11.4", wall-mounted, maintenance records available, laboratory use, Serial Number: QA-076T02. made in 2017 Category: Water Purification System Make: Merck Model: Milli-Q IQ 7000 Type: Water Purification System Serial Number: QA-076T02 Purification Technology: Reverse Osmosis with UV Light Production Rate: 70 liters per hour Water Quality Level: Ultrapure water, Type 1 Operating Temperature Range: 41°F to 86°F (5°C to 30°C) Power Requirements: 100-240V, 50-60Hz Dimensions (H x W x D): 22.8" x 16.5" x 11.4" (58 cm x 42 cm x 29 cm) Weight: 57 lbs (26 kg) Installation Type: Wall-mounted | Labor 9 | 11 | EG
2900363 | Day1 | 1 | Steam Sterilizer / Autoclave | Varioklav |  |  |  | Varioklav Autoclave (Steam Sterilizer), Stainless Steel Chamber, Digital Control Panel, Approx. 50-liter capacity, Operating up to 134°C (273°F), Estimated pressure up to 2.1 bar (30 psi), Power: 220-240V, Lid locking mechanism, CE Marked. Category: Autoclave Make: Varioklav Chamber Volume: Approximately 50 liters (13.2 gallons) Operating Temperature Range: Typically up to 134°C (273°F) Operating Pressure Range: Up to 2.1 bar (30 psi) Cycle Time: Approximately 30-60 minutes depending on the cycle Power Requirements: 220-240V, single phase Controls Type: Digital Control Panel Material: Stainless Steel (Interior) Features: Lid locking mechanism, cycle selection | Labor 9 | 11 | EG
2900364 | Day2 | 1 | Desk telephone | AVAYA | J139 27 |  |  |  | Labor 9 | 11 | EG
2900365 | Day2 | 1 | Lab office chair | Indico |  |  |  | Office Chair with backrest, Height adjustable. Indico | Labor 9 | 11 | EG
2900366 | Day2 | 1 | Mobile Drawer Unit |  |  |  |  | Mobile Drawer Unit, 3drawers. metal construction, Castors | Labor 9 | 11 | EG
2900367 | Day2 | 1 | Kick step stool. | [5 empty] | Labor 9 | 11 | EG
2900368 | Day1 | 1 | Lab Oven | BINDER | FD 260 | 2.017E+13 | 2017 | BINDER FD 260 Drying & Heating Oven, 9.18 cu ft capacity, ±5.5°C temperature uniformity, ±0.3°C temperature fluctuation, 2.30 kW power consumption, user-friendly LCD screen, CE and EAC certified, Serial Number. 20170000013451 Category: Drying and Heating Oven Make: BINDER Model: FD 260 Serial Number: 20170000013451 Maximum Temperature: 300°C (572°F) Temperature Uniformity: ±5.5°C at 150°C Temperature Fluctuation: ±0.3°C at 150°C Volume Capacity: 260 liters (9.18 cubic feet) Power Supply: 230V, 50/60 Hz Power Consumption: 2.30 kW / 10.0 A External Dimensions: 39.3" x 25.6" x 31.5" (1000 x 650 x 800 mm) Internal Dimensions: 27.6" x 21.3" x 22.8" (700 x 540 x 580 mm) Weight: 264 lbs (120 kg) Year Built: 2017 Safety Features: Over-temperature protection IP Protection Class: IP 20 Certifications: CE,EAC Additional Features: User-friendly LCD screen | Labor 9 | 11 | EG
2900369 | Day1 | 1 | Lab Oven | Binder | BD 115 | 02-35318 |  | Binder BD 115 Laboratory Oven, capacity approximately 4.1 cu ft (116 L), power requirements 220 V, 1-Phase, 0.40 kW, dimensions approximately 25.4 x 22.8 x 21.8 inches (645 x 580 x 555 mm), weight approximately 95 lbs (43 kg), stainless steel interior, 2 adjustable shelves, digital display, keypad controls, glass door, safety standards Schutzart IP 20, Temp. Schutz DIN 12880, manufactured in Tuttlingen, Germany, serial number 02-35318. Category: Laboratory Oven Make: Binder Model: BD 115 Type: Laboratory Oven Serial Number: 02-35318 Temperature Range: Up to 212°F (100°C) Capacity: Approximately 4.1 cu ft (116 L) Power Requirements: 220 V, 1-Phase, 0.40 kW, 50-60 Hz Dimensions: Approximately 25.4 x 22.8 x 21.8 inches (645 x 580 x 555 mm) Weight: Approximately 95 lbs (43 kg) Material: Stainless Steel Interior Shelves: 2 adjustable shelves Features: Digital Display, Keypad Controls, Glass Door Safety Standards: Schutzart IP 20, Temp. Schutz DIN 12880 Manufacture Location: Tuttlingen, Germany Patents: US PATS 5400519 / 5228612, EP PATS 545865 / 5200936 | Labor 9 | 11 | EG
2900374 | Day2 | 1 | Metal container | [5 empty] | Flur | 11 | E1
2900379 | Day2 | 1 | Waste Bin Trolley | [5 empty] | Flur | 11 | E1
2900380 | Day2 | 1 | Shoes Cleaning Station | [5 empty] | Flur | 11 | E1
2900381 | Day2 | 1 | Stainless steel Cart | [5 empty] | Flur | 11 | E1
2900382 | Day2 | 1 | Cool Box | [5 empty] | Flur | 11 | E1
2900386 | Day2 | 3 | Waste Bin | [5 empty] | Flur | 11 | E1
2900388 | Day2 | 1 | Waste Bin Trolley | [5 empty] | Flur | 11 | E1
2900389 | Day2 | 1 | Storage trays | [5 empty] | Flur | 11 | E1
2900390 | Day1 | 1 | Lab Refrigerator | Liebherr | UGK 5700 |  |  | Liebherr UGK 5700-10 Commercial Refrigerator, featuring 5 shelves, single solid door, re-circulated air-cooled system, AC 230 V 50 Hz power supply, digital display, gastro line, monitored by Siemens. Capacity approx. (562 litres), energy consumption approx. 300 kWh/year, temperature range +2 to +15 °C. Note: check label. Serial - 9982853-01 Make: Liebherr Model: UGK 6100-10 Capacity: Approximately 18 cu ft (562 litres) Power Supply: AC 230 V 50 Hz Energy Consumption: Approximately 300 kWh/year Temperature Range: +2 to +15 °C Number of Shelves: 5 Door Type: Single Solid Door Cooling System: Re-circulated Air-Cooled Weight: Approximately 220 lbs (100 kg) | Raum 5 | 11 | E1
2900391 | Day1 | 1 | Lab Refrigerator | Liebherr | UKS 5002 | 74645041 |  | Liebherr UKS 5002 Laboratory Refrigerator, (491 Litre) capacity, dimensions 79 in x 25 in x 27 in, voltage AC 220-230 V / 50 Hz, power consumption 210 W, temperature range 36°F to 46°F, 5 shelves, re-circulated air-cooled system, stainless steel interior, automatic defrost, serial number 7464.504.1 Category: Laboratory Refrigerator Make: Liebherr Model: UKS 5002 Type: Refrigerator Serial Number: 74645041 Service Number: 9992815-00 Capacity: Approximately 20 cu ft (491 litres) Dimensions (H x W x D): 79 in x 25 in x 27 in (200.66 cm x 63.5 cm x 68.58 cm) Weight: Approximately 200 lbs (90.7 kg) Voltage: AC 220-230 V / 50 Hz Power Consumption: 210 W Temperature Range: 36°F to 46°F (2°C to 8°C) Shelves: 5 shelves Cooling System: Re-circulated air-cooled Material: Stainless steel interior Door Type: Glass door Additional Features: Automatic defrost | Raum 5 | 11 | E1
2900392 | Day1 | 1 | Lab Freezer | Zanussi | ZVC 54 | 609 00057 |  | Zanussi ZVC 54 Freezer, Gross Capacity: (50 Litres), Rated Power Supply: 220-230 V~ 50 Hz, Dimensions: Approximately 21.7 x 18.9 x 21.7 inches, Weight: Approximately 44 lbs, Country of Manufacture: Spain, Additional Features: R-134A refrigerant, 0.099 kg, Serial Number: 609 00057. Category: Freezer Make: Zanussi Model: ZVC 54 Year: undefined Serial Number: 609 00057 Gross Capacity (Volume): (50 Litres) Storage Capacity: Not Available Freezing Capacity: Rated to freeze 2.18 lbs/24h (1.0 kg/24h) Energy Class: K Power Supply: 220-230 V~ 50 Hz Dimensions (HxWxD): Approximately 21.7 x 18.9 x 21.7 inches (55 x 48 x 55 cm) Weight: Approximately 44 lbs (20 kg) Country of Manufacture: Spain Additional Features: R-134A refrigerant, 0.099 kg | Raum 5 | 11 | E1
2900394 | Day2 | 4 | Biohazard Waste Container/refuse bin |  |  |  |  | (4) x Biohazard Waste Container, blue with yellow lids, 32 gallons (120 litres) Note 3x yellow lids only. 1 x grey bin No lid. | Raum 5 | 11 | E1
2900395 | Day2 | 1 | Storage container | Delta T | Blue line 10L |  |  | Insulated storage container, Delta T Transporter blue line, 10 litre | Raum 5 | 11 | E1
2900396 | Day1 | 1 | Air Compressor | JUN-AIR | OF302-158 | 657494 | 2008 | JUN-AIR OF302-158 Air Compressor, Oil-Free Type, 15 bar maximum pressure, 4.2 gallons (16 liters) tank capacity, 230V, 3.4A current, 1 HP, 47 dB noise level, Dimensions: 15.7 x 15.7 x 20.5 inches (40 x 40 x 52 cm), Weight: 48 lbs (21.8 kg), Induction Motor, CE Certified, Serial: 657494. Category: Air Compressor Make: JUN-AIR Model: OF302-158 Type: Oil-Free Air Compressor Serial Number: 657494 Maximum Pressure: 15 bar (217.5 psi) Tank Capacity: 4.2 gallons (16 liters) Voltage: 230V Current: 3.4A Power (HP): 1 HP Noise Level: 47 dB Dimensions (L x W x H): 15.7 x 15.7 x 20.5 inches (40 x 40 x 52 cm) Weight: 48 lbs (21.8 kg) Year of Manufacture: March 2008 Motor Type: Induction Motor Country of Manufacture: Germany Additional Features: CE Certified | Raum 5 | 11 | E1
2900397 | Day2 | 1 | Storage container |  |  |  |  | Storage box with cleaning cloths | Raum 5 | 11 | E1
2900398 | Day2 | 1 | Refuse waste bin. | [5 empty] | Raum 5 | 11 | E1
2900399 | Day2 | 1 | Lab Freezer | LIEBHERR | GG 4010 index 20O | 82 846 440 4 |  | LIEBHERR G571 Commercial Freezer, 382 Litre capacity, Dimensions: 72.8 x 29.5 x 31.5 inches,, Temperature Range: -20°C, Energy Consumption: 1.5 kWh/24h, Refrigerant: R600a, Voltage: 220-240V, Frequency: 50Hz, Max Current: 1.0A, Insulation: Pentan, Made in Austria, Serial Number:9988285 Category: Commercial Freezer Make: LIEBHERR Model: G571 Type: Commercial Freezer Serial Number: 9988285 Service Number: 661964 Dimensions: 72.8 x 29.5 x 31.5 inches (185 x 75 x 80 cm) Weight: 220 lbs (100 kg) Capacity: 21.4 cu ft (607 liters) Temperature Range: -20°C (-4°F) Energy Consumption: Approximately 1.5 kWh/24h Refrigerant Type: R600a Voltage: 220-240V Frequency: 50Hz Max Current: 1.0A Country of Manufacture: Austria | Raum 5 | 11 | E1
2900400 | Day1 | 1 | Ultra-Low Temperature Freezer (-86°C) | Panasonic | KM-DU53Y1 | 14020038 | 2014 | 526 liters capacity, 700W, net weigth 291kg. Made in Japan This Panasonic KM-DU53Y1 ultra-low temperature freezer offers a spacious 526L capacity, operates on AC 230/240 V, with a frequency of 50/60 Hz, and has a power consumption of 700/740 W. It uses R170 refrigerant with a charge of 90g, It uses R290 refrigerant with a charge of 135g manufactured in Japan. Ideal for laboratory use. Category: Ultra-Low Temperature Freezer Make: Panasonic Model: KM-DU53Y1 Type: Ultra-Low Temperature Freezer Serial Number: 14020038 Voltage: AC 230/240 V Frequency: 50/60 Hz Amperage: 3.8/4.0 A Power Consumption: 700/740 W Refrigerant Type: R170 Refrigerant Charge: 15g Weight: Approximately 595 lbs (270 kg) Exterior Dimensions (H x W x D): Approximately 78 in x 35 in x 31 in (198 cm x 89 cm x 79 cm) Capacity: 526 L Temperature Range: -86°C to -50°C (-122.8°F to -58°F) Country of Manufacture: Japan | Raum 5 | 11 | E1
2900401 | Day1 | 1 | Ultra-Low Temperature Freezer (-86°C) | PHCbi | MDF-DU502VH-PE | 18040170 | 2018 | 528 liters capacity, 820W, net weigth 246kg. Made in Japan PHCbi MDF-DU502VH-PE Ultra-Low Temperature Freezer, 528L capacity, designed for temperatures down to -86°C, powered by natural refrigerants, VIP ECO, maximum power consumption of 830/830 W, operates at AC 220/230/240 V, 50 Hz, dimensions 33.5 x 29.5 x 77.8 inches (85 x 75 x 197.5 cm), weight 639 lbs (290 kg), Serial Number: 18040170. Category: Ultra-Low Temperature Freezer Make: PHCbi Model: MDF-DU502VH-PE Type: Ultra-Low Temperature Freezer Serial Number: 18040170 Effective Capacity: 528 L Temperature Range: -86°C (-122.8°F) Power Consumption: Max 830/830 W Refrigerant Type: Natural Refrigerants Voltage: AC 220/230/240 V Frequency: 50 Hz Dimensions: 33.5 x 29.5 x 77.8 inches (85 x 75 x 197.5 cm) Weight: 639 lbs (290 kg) Manufacturing Location: Made in Japan Additional Features: VIP ECO,It uses R170 refrigerant with a charge of 90g, It uses R290 refrigerant with a charge of 135g | Raum 5 | 11 | E1
2900402 | Day1 | 1 | Flask Container | KGW Isotherm |  |  |  | KGW Isotherm Dewar Flask, stainless steel, vacuum insulated, , transport handle, mounted on wheels, estimated exterior dimensions 12 x 12 x 24 inches (30 x 30 x 60 cm), Category: Dewar Flask or Cryogenic Container Make: KGW Isotherm Model: undefined Type: Dewar Flask Material: Stainless steel Additional Features: Transport handle, mounted on wheels | Raum 5 | 11 | E1
2900403 | Day1 | 1 | Ultra-Low Temperature Freezer (-86°C) | PHCbi | MDF-DU502VH-PE | 18040165 | 2018 | 528 liters capacity, 820W, net weigth 246kg. Made in Japan PHCbi MDF-DU502VH-PE Ultra-Low Temperature Freezer, 528L Effective Capacity, Amperage Max 8.3/7.5/3.6 A, Power Consumption Max 820/830/840 W, R-290 and R-170 Refrigerants, Charge (Net) 0.135 kg and 0.07 kg, External Dimensions 33.5 in x 31.5 in x 78.4 in (850 mm x 800 mm x 1990 mm), Weight 246 kg, Made in Japan, Serial Number 18040165. | Raum 5 | 11 | E1
2900404 | Day2 | 1 | Refrigerator | Liebherr | UKS 5000 Index 20B | 9993037-02 |  | 491 litres gross capacity Liebherr UKS 5000 Index 20B Refrigerator, featuring a capacity of approximately 13.5 cubic feet (382 liters), dimensions of approximately 72.8 x 23.6 x 25.5 inches (185 x 60 x 65 cm), power requirements of AC 220-240 V and 50 Hz, dynamic cooling type, automatic defrost, white color, steel material, includes temperature control, adjustable shelves, Serial Number: 9993037-02. | Raum 4 | 11 | E1
2900405 | Day2 | 1 | Freezer | Liebherr | GS 3163 Index 24/1 001 |  |  | 306 liters gross capacity Liebherr GS 3163 Upright Freezer, 9.2 cubic feet, energy consumption 0.665 kWh/24h, static cooling, manual defrost, 220-240V/50Hz power supply, 6 compartments, white color, refrigerant R600a, temperature range -9°F to -25°F (-23°C to -32°C), dimensions approximately 71.7" x 23.6" x 24.6" (182 cm x 60 cm x 62.5 cm). Serial Number: 316404-01. Category: Laboratory Freezer Make: Liebherr Model: GS 3163 Index 24/1 001 Type: Upright Freezer Serial Number: 316404-01 Freezer Capacity: Approximately 9.2 cubic feet / 260 liters Temperature Range: -9°F to -25°F (-23°C to -32°C) Number of Shelves/Compartments: 6 Dimensions (H x W x D): Approximately 71.7" x 23.6" x 24.6" (182 cm x 60 cm x 62.5 cm) Weight: 68 kg / 149.9 lb Power Supply Requirements: 220-240V / 50Hz Energy Consumption: 0.665 kWh/24h Cooling System: Static Cooling Defrost Type: Manual Refrigerant Type: R600a | Raum 4 | 11 | E1
2900406 | Day1 | 1 | CO2 Incubator | Thermo Scientific | Heracell 150i | 41939730 | 2016 | Thermo Scientific HERACell 150i CO2 Incubator, features include temperature range up to 55°C, sterilization cycle 90°C, 150-liter capacity, power supply 50/60 Hz, 230V, 2.5A, 0.58 kW, stainless steel construction, humidity control up to 90% RH at 37°C, infrared CO2 sensor. Category: Laboratory Incubator. Dimensions outside: 65.8 x 62.5 x 90 cm. Inside dimension 53 x 47 x 60,7 cm. Weight: 154 lbs (70 kg) . Order Code 51026280 | Raum 4 | 11 | E1
2900407 | Day1 | 1 | CO2 Incubator | Thermo Scientific | Heracell 150i | 51026280 | 2016 | Thermo Scientific HERACell 150i CO2 Incubator, features include temperature range up to 55°C, sterilization cycle 90°C, 150-liter capacity, power supply 50/60 Hz, 230V, 2.5A, 0.58 kW, stainless steel construction, humidity control up to 90% RH at 37°C, infrared CO2 sensor. Category: Laboratory Incubator. Dimensions outside: 65.8 x 62.5 x 90 cm. Inside dimension 53 x 47 x 60,7 cm. Weight: 154 lbs (70 kg) . Order Code 51026280 | Raum 4 | 11 | E1
2900408 | Day1 | 1 | Refrigerated Centrifuge | Eppendorf | 5810 R | 5811MG200023 |  | EPPENDORF A-4-62 rotor and buckets Eppendorf 5810 R Laboratory Centrifuge. Kinetic energy 32670 J (Joules). Power requirement 230V/50-60hz | Raum 4 | 11 | E1
2900409 | Day1 | 1 | Reversed Microscope | Carl Zeiss | Primovert | 3841003284 |  | Carl Zeiss Primovert Inverted Microscope, LED lighting, On/Off/Auto light control, 12 V DC, 30 W power requirement, made in Germany, Serial Number: 3841003284. Category: Inverted Microscope Make: Carl Zeiss Model: Primovert Type: Inverted Microscope Serial Number: 3841003284 Objective Lenses: 4x, 10x, 20x, 40x (LD Plan) Magnification Range: 40x to 400x (approximate based on lenses) Eyepiece: 10x/20 Lighting Type: LED Stage Type: Mechanical Stage Power Requirements: 12 V DC, 30 W Dimensions: Approx. 15 x 9 x 12 inches (38 x 23 x 30 cm) Weight: Approx. 15 lbs (6.8 kg) Country of Manufacture: Germany Special Features: On/Off/Auto light control | Raum 4 | 11 | E1
2900410 | Day1 | 1 | Microscope | Life Technologies | EVOS™ XL Core / AMEX1000 | C1014-1727-078 | 2014 | Life Technologies EVOS™ XL Core . REF: AMEX1000 Digital Inverted Microscope, magnification 10x/20x, Plan PH2 objective lenses, LED light source, mechanical stage, approximately 10-inch display, DC 12V 1.5A power supply, USB port with included USB stick, serial number C1014-1727-078. Category: Microscope. Magnification:4x/ 10x/20x Objective Lenses: Plan PH2 4x/0.13, Plan PH2 10x/0.25, Plan PH2 20x/0.40 Light Source: LED Stage Type: Mechanical stage Display/Screen Size: Approximately 10 inches Power Supply: DC 12V, 1.5A Dimensions: Approx. 13 x 19 x 15 inches (33 x 48 x 38 cm) Weight: Approx. 15 lbs (6.8 kg) | Raum 4 | 11 | E1
2900411 | Day1 | 1 | 2x 12-channels Pipettes and 2x single Pipette | RAININ / Thermo | FINNPIPETTE F2 | MPP78 |  | includes pipette stand. 2xSingle pipette L10 and L100. 2x 12-channels pipette 30-300uL | Raum 4 | 11 | E1
2900412 | Day1 | 1 | Centrifuge | Heathrow Scientific | Sprout | HSD39933 |  | Heathrow Scientific Sprout Lab Centrifuge, Model HSD99983, features a maximum speed of 6,000 RPM, capacity for 6 x 1.5/2.0 mL tubes, 12VDC 0.6A 7.3W input power, dimensions approximately 6.5 x 5.5 x 4.5 inches (16.5 x 14 x 11.5 cm), weight approximately 2.5 lbs (1.1 kg), Biozym branding, transparent lid, compact design, quick spin feature, Made in China. Category: Lab Centrifuge Make: Heathrow Scientific Model: Sprout Type: Lab Centrifuge Serial Number: HSD99983 Input Power: 12VDC 0.6A 7.3W Maximum Speed: 6,000 RPM Capacity: 6 x 1.5/2.0 mL tubes. Dimensions: Approximately 6.5 x 5.5 x 4.5 inches (16.5 x 14 x 11.5 cm) Weight: Approximately 2.5 lbs (1.1 kg) Features: Biozym branding, transparent lid, power adapter, compact design, quick spin feature Country of Manufacture: Made in China | Raum 4 | 11 | E1
2900413 | Day2 | 6 | Pipettes | Eppendorf | Research Plus |  |  | (6) x Eppendorf Research Plus Adjustable Volume Pipette Set, 0.1 µL to 1000 µL, Single Channel. Includes Stand, Polypropylene and PVDF material, Ergonomic Design, Autoclavable. [Items P2.5/20/200/200/1000/1000] | Raum 4 | 11 | E1
2900414 | Day1 | 1 | Water bath | GFL | 1002 | 10792298 I |  | GFL 1002 Laboratory Water Bath, 7L Capacity, Digital Display, Temperature Range 5°C to 99.9°C, Power Supply 230 V, 50/60 Hz, 4.3 A, 1.0 KW. Dimensions: approximately 12 x 14 x 10 inches (30 x 35 x 25 cm) Weight: approximately 20 lbs (9 kg) Manufacture Location: Made in Germany | Raum 4 | 11 | E1
2900415 | Day1 | 1 | Automated Cell Counter | Invitrogen | Countess | 13111-098 |  | Invitrogen Countess Automated Cell Counter, Catalogue Number C10281, Electrical Input 12V 1.0A, Touchscreen Display, Made in Korea, Accessories Included: USB Drive, Power Adapter, Serial Number 13111-098. Category: Automated Cell Counter Make: Invitrogen Model: Countess Type: Automated Cell Counter Catalogue Number: C10281 Electrical Input: 12V, 1.0A Dimensions: Approx. 7.5 x 7 x 5 inches (19 x 18 x 13 cm) Weight: Approx. 2.2 lbs (1 kg) Display Type: Touchscreen Power Supply: 12V Power Adapter Included Year of Manufacture: Not Available Country of Manufacture: Korea Accessories Included: USB Drive, Power Adapter | Raum 4 | 11 | E1
2900418 | Day2 | 1 | Kick step stool | Werner Dorsch | 212.1 |  |  |  | Raum 4 | 11 | E1
2900419 | Day1 | 1 | Vacuum pump | Vacuubrand | MZ 2 | 19518811 |  | Diaphragm Vacuum Pump Weight: Approx. 10 lbs (4.5 kg). Flow: 1.9m³/h | Raum 4 | 11 | E1
2900420 | Day2 | 4 | Pipettes | Eppendorf | Research Plus |  |  | P20 P100 P100 P1000 | Raum 4 | 11 | E1
2900421 | Day2 | 1 | Mobile Plastic Drawer | [5 empty] | Raum 4 | 11 | E1
2900422 | Day2 | 1 | Plate shaker | Grant Instruments | PMS-1000i | 010155-1403-0143 |  | Grant Instruments PMS-1000i Laboratory Vortex Mixer, power supply 12 V, 130 mA, maximum speed up to 3000 RPM, digital timer with continuous operation, approximately 11 lbs (5 kg) weight, 11.8 x 8.7 x 6.3 inches (30 x 22 x 16 cm) dimensions, plate size 7.9 x 7.9 inches (20 x 20 cm), mixing capacity up to 1 liter, includes power adapter, Serial Number: 010155-1403-0143. Category: Laboratory Vortex Mixer/Shaker | Raum 4 | 11 | E1
2900423 | Day2 | 1 | Mobile Drawer metal container | Kottermann |  |  |  | Köttermann Mobile Drawer Unit, 4 drawers. metal construction, standard locking casters, approximately 23.6 in x 19.7 in x 29.5 in (60 cm x 50 cm x 75 cm). Category: Mobile Drawer Unit / Rolling Storage Cabinet Number of Drawers: 4 Material: Metal Dimensions (W x D x H): Caster Type: Standard Color: Light Gray | Raum 4 | 11 | E1
2900424 | Day2 | 1 | Lab office stool | [5 empty] | Raum 4 | 11 | E1
2900425 | Day1 | 1 | Water bath | GFL | 1013 | 10592900 I |  | GFL 1013 Laboratory Water Bath, 230V, 1.5KW, stainless steel interior, capacity approximately 13 liters, temperature range ambient +5°C to 100°C, temperature accuracy ±0.1°C, temperature uniformity ±0.2°C, dimensions approximately 15.7 x 13.8 x 12.2 inches (40 x 35 x 31 cm), made in Germany, Serial Number: 10592900 I. Category: Laboratory Water Bath . Power Requirements: 230 V, 6.5 A, 50/60 Hz, 1.5 KW Weight: Approximately 26.5 lbs (12 kg) Material: Stainless Steel. Country of Manufacture: Germany | Raum 4 | 11 | E1
2900426 | Day2 | 1 | Mobile Drawer Unit |  |  |  |  | Mobile Drawer Unit, 3 drawers. metal construction, Castors. | Raum 4 | 11 | E1
2900427 | Day2 | 1 | Biohazard Waste Container |  |  |  |  | Biohazard Waste Container, with lid (120 litres) | Raum 4 | 11 | E1
2900428 | Day2 | 1 | Lab office chair |  |  |  |  | Office Chair with backrest, Height adjustable. | Raum 4 | 11 | E1
2900429 | Day2 | 1 | Portable storage unit |  |  |  |  | Portable storage unit, with Baskets | Raum 4 | 11 | E1
2900430 | Day2 | 1 | Lab office chair |  |  |  |  | Office Chair with backrest, Height adjustable. | Raum 4 | 11 | E1
2900432 | Day1 | 1 | Biological Safety Cabinet | Kendro Laboratory Products | HS 12 | 40076799 |  | Kendro HS 12 HERAsafe Biological Safety Cabinet, Filters removed, working dimensions 1200 x 650 x 630, electrical requirements 230 V, 3.0 A, 50 Hz, airflow specification DIN 12980: Typ H, NSF 49: Class II, Type B3, HEPA filter, stainless steel construction, front sash with safety glass, ergonomic design, certifications DIN 12980, NSF 49, TüV, IP 20, Unity Lab Services maintenance. Order Number: 51013398. Category: Biological Safety Cabinet Make: Kendro Laboratory Products . Maintenance Records: feb 2025, Unity Lab Services sticker (Part of Thermo Fisher Scientific) | Raum 4 | 11 | E1
2900433 | Day1 | 1 | Biological Safety Cabinet | Thermo Scientific (Heraeus) | HERAsafe HS 12 | 40076802 |  | Thermo Scientific HERAsafe HS 12 Biological Safety Cabinet, Class II, Filters removed, power requirement 230 V 50 Hz 0.75 kW, vertical laminar flow, fluorescent lighting, HEPA filters with 99.995% efficiency, noise level approximately 60 dB, epoxy-coated steel and stainless steel construction, TüV and DIN certified, Order number: 51013398. Category: Biological Safety Cabinet Make: Thermo Scientific (Heraeus) Model: HERAsafe HS 12 Type: Biological Safety Cabinet, Class II . working Dimensions: 1200x650x630 . Weight: Approximately 500 lbs (227 kg) Electrical Requirements: 230 V, 50 Hz, 0.75 kW Airflow Type: Vertical Laminar Flow Lighting: Fluorescent lighting Noise Level: Approximately 60 dB Certifications: TüV, DIN 12950 T.10: Klasse II, BS 5726:1992-Class II, Type B3, NF X 44-201: Type II, Cat 2 | Raum 4 | 11 | E1
2900434 | Day2 | 1 | Vintage Radio with Cassette Recorder | SONY | CFS 210 L |  |  |  | Raum 4 | 11 | E1
2900435 | Day2 | 1 | Wooden small Storage Unit | [5 empty] | Raum 4 | 11 | E1
2900436 | Day2 | 1 | Desk Telephone | AVAYA | J139 27 | 21WZ396004RL |  |  | Raum 4 | 11 | E1
2900437 | Day2 | 1 | Metal shelves | [5 empty] | Raum 4 | 11 | E1
2900439 | Day1 | 1 | CO2 Incubator | Thermo Scientific | HERACell 150i | 42196935 | 2017 | Thermo Scientific HERACell 150i CO2 Incubator, features include temperature range up to 55°C, sterilization cycle 90°C, 150-liter capacity, power supply 50/60 Hz, 230V, 2.5A, 0.58 kW, stainless steel construction, humidity control up to 90% RH at 37°C, infrared CO2 sensor. Category: Laboratory Incubator. Dimensions outside: 65.8 x 62.5 x 90 cm. Inside dimension 53 x 47 x 60,7 cm. Weight: 154 lbs (70 kg) . Order Code 51026280 | Labor 3 | 11 | E1
2900440 | Day1 | 1 | CO2 Incubator | Thermo Scientific | HERACell 150i | 42196936 | 2017 | Thermo Scientific HERACell 150i CO2 Incubator, features include temperature range up to 55°C, sterilization cycle 90°C, 150-liter capacity, power supply 50/60 Hz, 230V, 2.5A, 0.58 kW, stainless steel construction, humidity control up to 90% RH at 37°C, infrared CO2 sensor. Category: Laboratory Incubator. Dimensions outside: 65.8 x 62.5 x 90 cm. Inside dimension 53 x 47 x 60,7 cm. Weight: 154 lbs (70 kg) . Order Code 51026280 | Labor 3 | 11 | E1
2900441 | Day1 | 1 | Refrigerated Centrifuge | Thermo Fisher Scientific | Heraeus Multifuge X3R | 42219216 | 2017 | Thermo Fisher Heraeus Multifuge X3R Centrifuge, 15,200 RPM, 4 x capacity swinging bucket rotor, digital display, -10°C to +40°C temperature range, 230 V, 50/60 Hz, microprocessor control, Pulse, Start/Stop functions, manufactured in 2017, Serial Number: 42219216. TX1000 rotor (to be confirmed, possibly TX-750) Category: Laboratory Centrifuge . Dimensions (L x W x H): 30.3 x 28.6 x 15.7 in (77 x 73 x 40 cm) Weight: 318 lbs (144.2 kg) Power Requirements: 230 V, 50/60 Hz Additional Features: Pulse, Start/Stop functions, microprocessor control | Labor 3 | 11 | E1
2900442 | Day1 | 1 | Centrifuge |  | 100 VAC | 032464 |  | Micro Centrifuge, 100 VAC, 6,000 RPM, approximately 8 inches in diameter, weighs around 5 lbs, CE Marked Category: Micro Centrifuge Make: Not Available Model: 100 VAC Country of Manufacture: Made in Taiwan Power Requirements: 100 VAC Speed: 6,000 RPM Dimensions: Approximately 8 inches (20 cm) in diameter Weight: Approximately 5 lbs (2.3 kg) | Labor 3 | 11 | E1
2900443 | Day1 | 1 | Microscope | Carl Zeiss | Primovert | 38410030403 |  | Carl Zeiss Primovert Inverted Microscope, features include Magnification Levels: 4x, 10x, 20x, 40x, Infinity Corrected Optical System, LED Illumination, Mechanical Stage, Achromat Objectives: 10x/0.25, 20x/0.3, 40x/0.5, WF 10x/20 Eyepiece Lenses, Coarse and Fine Focus Mechanism, Dimensions: approximately 15 in x 9 in x 16 in (38 cm x 23 cm x 41 cm), Weight: approximately 26 lbs (12 kg), Serial Number: 38410030403. Illumination Type: LED Power Supply: 12 V DC, 30 W. | Labor 3 | 11 | E1
2900444 | Day1 | 1 | Microscope | Carl Zeiss | Primovert | 3841010489 |  | Carl Zeiss Primovert Inverted Microscope, LED Illumination, 10x/20 Eyepiece, mechanical stage, Plan-Achromat objectives (to be confirmed : 4x, 20x, confirmed 10x, 40x), power requirements 100-240V AC, 50/60Hz. Dimensions: Approximately 15 x 12 x 20 inches (38 x 30 x 50 cm) Weight: Approximately 15-20 lbs (6.8-9 kg) | Labor 3 | 11 | E1
2900445 | Day2 | 1 | Radio-Alarm | GRUNDIG |  |  |  |  | Labor 3 | 11 | E1
2900448 | Day2 | 1 | Refrigerator | Liebherr | FKU 1800 Index 21/5 | 8642640.073 |  | 180 litres, Liebherr Laboratory Refrigerator FKU 1800, features include lockable door, wire shelves, adjustable thermostat, dimensions: 33.5 x 23.4 x 22.4 inches (850 x 595 x 571 mm), power supply: 220-240V/50Hz, weight: 45 kg (99 lbs), Serial: 8642640.0732. Category: Laboratory Refrigerator Make: Liebherr Model: FKU 1800 Index 21/5 Type: Laboratory Refrigerator Serial Number: 8642640.0732 Capacity: 180 litres Dimensions: 33.5 x 23.4 x 22.4 inches (850 x 595 x 571 mm) Weight: Max. 45 kg (99 lbs) Power Supply: 220-240V/50Hz Temperature Range: 1°C to 15°C (34°F to 59°F) Features: Lockable door, Wire shelves, Adjustable thermostat Installation Type: Free-standing | Labor 3 | 11 | E1
2900449 | Day2 | 1 | Freezer | Liebherr | GS 1313 Comfort |  |  | Liebherr GS 1313 Comfort Freezer, 1(26 litres ) energy consumption of 105 kWh/year, dimensions of approximately 33.5 x 21.7 x 22.4 inches, weight of 99 lbs, power supply of AC 220-240V, 50 Hz, manual defrost, 4 drawers. Serial Number: 9990497-01. Category: Freezer Make: Liebherr Model: GS 1313 Comfort Type: Freezer Serial Number: 9990497-01 Capacity: 126 litres (4.5 cubic feet) Energy Consumption: 105 kWh/year Dimensions: Approximately 33.5 x 21.7 x 22.4 inches (85 x 55 x 57 cm) Weight: 99 lbs (45 kg) Temperature Range: Approximately -9°F to -15°F (-23°C to -26°C) Power Supply: AC 220-240V, 50 Hz Defrost Type: Manual Additional Features: 4 Drawers | Labor 3 | 11 | E1
2900450 | Day2 | 1 | Desk Telephone | AVAYA | J139 27 |  |  |  | Labor 3 | 11 | E1
2900451 | Day1 | 1 | Water bath | VWR | MB 12 | BP1747003 |  | VWR MB 12 Laboratory Water Bath, 12L Capacity, Digital Control Panel, Transparent Lid, 220-230V Power Supply, Ambient +5°C to 100°C Temperature Range, Stainless Steel Interior, Made in UK, Serial Number: BP1747003. Category: Laboratory Water Bath Make: VWR Model: MB 12 Country of Manufacture: Made in UK | Labor 3 | 11 | E1
2900452 | Day2 | 1 | Lab office stool | [5 empty] | Labor 3 | 11 | E1
2900453 | Day2 | 1 | Metal shelves | [5 empty] | Labor 3 | 11 | E1
2900454 | Day1 | 1 | Biological Safety Cabinet | Thermo Electron LED GmbH | Herasafe KS 18 | 5102212 | 2017 | Filters removed | Labor 3 | 11 | E1
2900455 | Day2 | 1 | Lab office chair |  |  |  |  | Office Chair with backrest, Height adjustable. Castors | Labor 3 | 11 | E1
2900456 | Day2 | 1 | Lab office chair |  |  |  |  | Office Chair with backrest, Height adjustable. Castors | Labor 3 | 11 | E1
2900457 | Day2 | 1 | Metal shelves | [5 empty] | Labor 3 | 11 | E1
2900458 | Day1 | 1 | Biological Safety Cabinet | Thermo Scientific | Herasafe KS 18 | 640203-4 | 2017 | Filters removed | Labor 3 | 11 | E1
2900459 | Day2 | 1 | Lab office chair |  |  |  |  | Office Chair with backrest, Height adjustable. Castors | Labor 3 | 11 | E1
2900460 | Day2 | 1 | Lab office chair |  |  |  |  | Office Chair with backrest, Height adjustable. Castors | Labor 3 | 11 | E1
2900462 | Day2 | 1 | Biohazard Waste Container |  |  |  |  | Biohazard Waste Container, with lid (120 litres) with 2 x lids | Labor 3 | 11 | E1
2900464 | Day2 | 1 | Mobile Drawer Unit |  |  |  |  | Mobile Drawer/Cupboard Unit, 1 drawer x 1 Cupboard. | Lab 02 Transduction | 11 | E1
2900465 | Day1 | 1 | Biological Safety Cabinet | Kendro | KS 18 | 40339786 | 2003 | Filters removed | Lab 02 Transduction | 11 | E1
2900466 | Day2 | 1 | Lab office chair |  |  |  |  | Office Chair with backrest, Height adjustable. Castors | Lab 02 Transduction | 11 | E1
2900467 | Day2 | 1 | Lab office chair |  |  |  |  | Office Chair with backrest, Height adjustable. Castors | Lab 02 Transduction | 11 | E1
2900468 | Day2 | 1 | Metal shelves | [5 empty] | Lab 02 Transduction | 11 | E1
2900469 | Day1 | 1 | Mixer | Scientific Industries Inc. | G560 | 10x5x |  | Scientific Industries Vortex Mixer G560, 240V, 50Hz, Approx. 60W power consumption, Speed Range 600-3200 RPM, Continuous or touch operating modes, Approx. dimensions 6.5 x 4.5 x 6 inches, Weight approx. 8 lbs, CE Marked, Serial: 10x5x. Category: Vortex Mixer | Lab 02 Transduction | 11 | E1
2900470 | Day1 | 1 | Water bath | GFL | 1013 | 10594601 |  | GFL 1013 Laboratory Water Bath, 10L Capacity, Temperature Range 5°C to 100°C, Temperature Accuracy ±0.1°C, 230V Power Supply, 1.5 KW Power Consumption, Digital Display, Adjustable Temperature, Made in Germany, Serial #10594601. Category: Laboratory Water Bath | Lab 02 Transduction | 11 | E1
2900471 | Day2 | 1 | Desk Telephone | AVAYA | J139 27 |  |  |  | Lab 02 Transduction | 11 | E1
2900472 | Day2 | 1 | Radio-Alarm | GRUNDIG |  |  |  |  | Lab 02 Transduction | 11 | E1
2900473 | Day1 | 1 | Thermomixer | Eppendorf | Compact 5350 |  |  | Eppendorf 5350 Thermomixer Compact, with digital display, 100-240V power supply, 90W power consumption, temperature range from 15°C below ambient to 100°C, mixing speed from 300 to 1,500 rpm, capacity for 24 x 1.5 ml tubes, dimensions approximately 9.1 x 6.3 x 4.9 inches (230 x 160 x 125 mm), weight approximately 5.5 lbs (2.5 kg). | Lab 02 Transduction | 11 | E1
2900475 | Day2 | 1 | Lab office stool | [5 empty] | Lab 02 Transduction | 11 | E1
2900476 | Day2 | 1 | Portable storage unit | [5 empty] | Lab 02 Transduction | 11 | E1
2900477 | Day2 | 1 | Biohazard Waste Container |  |  |  |  | Biohazard Waste Container, with lid and pedal operation. | Lab 02 Transduction | 11 | E1
2900478 | Day2 | 1 | Mobile Storage unit | [5 empty] | Lab 02 Transduction | 11 | E1
2900479 | Day1 | 1 | Refrigerated Centrifuge | Thermo Fisher Scientific | Heraeus Megafuge 40R | 41967292 | 2016 | Thermo Fisher Heraeus Megafuge 40R Centrifuge, with Rotor TX-1000, max cinetic energy 62,5kJ, temperature range -10°C to +40°C, power consumption 1950 W, dimensions 27.6 x 26.4 x 14.6 inches (70 x 67 x 37 cm), weight 308 lbs (140 kg), digital display, programmable settings, refrigerated, CE and UL Listed, made in Germany, Serial Number: 41967292. Category: Laboratory Centrifuge . Max Speed (RPM): 15,200. Voltage: 230 V Frequency: 50/60 Hz Current: 10.5 A. Country of Manufacture: Germany | Lab 02 Transduction | 11 | E1
2900480 | Day1 | 1 | Tips holder |  |  |  |  | Assorted Tip holders - see photos | Lab 02 Transduction | 11 | E1
2900481 | Day1 | 1 | Microscope | Zeiss | Primovert | 3840101006 |  | Zeiss Primovert Inverted Microscope, Lenses: 10x/0.25, 20x, 415500-9901 Eyepiece Lenses: 415500-1501-000. Illumination Type: LED illumination, 12V DC 30W Voltage Requirements: 12V DC Dimensions: Approximately 15 x 12 x 20 inches (38 x 30 x 51 cm) Weight: Approximately 15 lbs (6.8 kg) | Lab 02 Transduction | 11 | E1
2900482 | Day1 | 1 | Petri cups and similar consumable | [5 empty] | Lab 02 Transduction | 11 | E1
2900484 | Day1 | 4 | 12-Channels Pipettes and 8-channel pipettes | Thermo Fisher Scientific | Finnpipette |  |  | (4) x Thermo Finnpipette Multichannel Pipette, volume range 30-300 µl, 8 and 12 channels, including holding stand, autoclavable parts, universal tip compatibility, approximate weight 7.4 oz (210 g), dimensions approximately 9.8 in x 2.9 in x 2.5 in (25 cm x 7.5 cm x 6.5 cm). Country of Manufacture: Made in Finland | Lab 02 Transduction | 11 | E1
2900485 | Day1 | 1 | Centrifuge | Tomy Kogyo Co., Ltd. | CAPSULEFUGE PMC-060 | 1999/39503360 | 1999 | Tomy CAPSULEFUGE PMC-060 Centrifuge, … AC230V 50/60Hz, 40mA, Manufacturer: Tomy Kogyo Co., Ltd., Distributor: Poly Labo, Year of Manufacture: 1999, Country of Manufacture: Japan, Safety Certifications: CE Mark, Serial: 1999/39503360. Category: Laboratory Centrifuge Make: Tomy Model: CAPSULEFUGE PMC-060 Type: Tabletop Laboratory Centrifuge Serial Number: 1999/39503360 Speed: 6,200 rpm Power Requirements: … AC 230V 50/60Hz Rated Current: 40mA Weight: Not Available Dimensions (L x W x H): Not Available Manufacturer: Tomy Kogyo Co., Ltd. Distributor: Poly Labo Year of Manufacture: 1999 Country of Manufacture: Japan Safety Certifications: CE Mark | Lab 02 Transduction | 11 | E1
2900486 | Day1 | 1 | Mixer | Scientific Industries | Vortex-Genie 2 | 294161 |  | Scientific Industries Vortex-Genie 2 Laboratory Mixer, Model G-560E, Speed Range: 600-3200 RPM, Operating Modes: Touch and Continuous, Power: 240V, 0.5 Amps, 50Hz, Dimensions: 7.5 x 4.8 x 6.5 inches (19 x 12 x 16.5 cm), Weight: 8.8 lbs (4 kg), Platform Size: 3 inches (7.62 cm) diameter, Serial Number: 294161. Category: Laboratory Vortex Mixer Make: Scientific Industries Model: Vortex-Genie 2 Serial Number: 294161 Power Requirements: 240V, 0.5 Amps, 50Hz Dimensions: 7.5 x 4.8 x 6.5 inches (19 x 12 x 16.5 cm) | Lab 02 Transduction | 11 | E1
2900487 | Day2 | 7 | Pipettes | Eppendorf | Research Plus |  |  | (7) x Eppendorf Pipette Set, 0.5-1000 µL, Items - P10,10,20,20,200,200,1000uL Manual Single-channel, Stand Included, Polypropylene material, Autoclavable, Accuracy ±1%, Precision ±0.5%. | Lab 02 Transduction | 11 | E1
2900488 | Day1 | 1 | Biological Safety Cabinet | Heraeus | HS 12 | 40076803 |  | Filters removed | Lab 02 Transduction | 11 | E1
2900489 | Day2 | 1 | Mobile Storage unit | [5 empty] | Lab 02 Transduction | 11 | E1
2900490 | Day2 | 1 | Lab office chair |  |  |  |  | Office Chair with backrest, Height adjustable. Castors | Lab 02 Transduction | 11 | E1
2900491 | Day2 | 1 | Metal shelves |  |  |  |  | Metal shelves with content | Lab 02 Transduction | 11 | E1
2900492 | Day2 | 1 | Mobile Laboratory Table | [5 empty] | Lab 02 Transduction | 11 | E1
2900493 | Day1 | 1 | Fluorescence Microscope | Carl Zeiss | Axiovert 200 |  |  | with EBQ100 Lamp power supply, HAL 100 Lamp, HBO Lamp, The Carl Zeiss Axiovert 200 Inverted Microscope features a VDS Vosskühler CCD-1300 Digital Camera, PL 10x/23 eyepieces, Lenses 4 of 6 slot with magnification , mechanical stage, halogen lamp (ebq 100 isolated), power requirements of 100-240V. . Power Requirements: 100-240V, 50/60Hz. Dimensions (L x W x H): Approximately 61 x 36 x 56 cm. Weight: Approximately 20 kg Accessories Included: External light source power supply. Fluorescence filters DAPI, Cy2, TRITC, CFP, YFP | Lab 02 Transduction | 11 | E1
2900494 | Day1 | 1 | Refrigerated Centrifuge | Hettich | ROTANTA 460 R | 0001826-06 | 2017 | Hettich ROTANTA 460 R Laboratory Centrifuge, 15,000 RPM, Swing-out rotor with four buckets, Digital display, Programmable, Temperature Control, Power Requirements: 208-240V, 50/60Hz, Dimensions: 27.2 x 29.9 x 14.6 inches (69 x 76 x 37 cm), Weight: 308 lbs (140 kg), Accessories Included: Various tube holders, Made in Germany. Temperature Range: -20°C to +40°C (-4°F to 104°F) Power Requirements: 208-240V, 50/60Hz Rotor Type: Swing-out rotor with four additional buckets .Accessories Included: Various tube holders. Country of Manufacture: Germany | Lab 02 Transduction | 11 | E1
2900495 | Day2 | 1 | Biohazard Waste Container | [5 empty] | Lab 02 Transduction | 11 | E1
2900496 | Day1 | 1 | CO2 Incubator (copper interior) | Thermo Scientific | Heracell 150i | 42414418 | 2019 | Thermo Scientific HERACell 150i CO2 Incubator, features include temperature range up to 55°C, sterilization cycle 90°C, 150-liter capacity, power supply 50/60 Hz, 230V, 2.5A, 0.58 kW, COPPER CONSTRUCTION, humidity control up to 90% RH at 37°C, infrared CO2 sensor. Category: Laboratory Incubator. Dimensions outside: 65.8 x 62.5 x 90 cm. Inside dimension 53 x 47 x 60,7 cm. Weight: 154 lbs (70 kg) . Order Code 51026281 | Lab 02 Transduction | 11 | E1
2900497 | Day1 | 1 | CO2 Incubator (copper interior) | Thermo Scientific | Heracell 150i | 61028321 | 2019 | Thermo Scientific HERACell 150i CO2 Incubator, features include temperature range up to 55°C, sterilization cycle 90°C, 150-liter capacity, power supply 50/60 Hz, 230V, 2.5A, 0.58 kW, COPPER CONSTRUCTION, humidity control up to 90% RH at 37°C, infrared CO2 sensor. Category: Laboratory Incubator. Dimensions outside: 65.8 x 62.5 x 90 cm. Inside dimension 53 x 47 x 60,7 cm. Weight: 154 lbs (70 kg) . Order Code 51026281 | Lab 02 Transduction | 11 | E1
2900498 | Day2 | 1 | Refrigerator | LIEBHERR | KTe 1740 Index 24A / 001 |  |  | Liebherr KTe 1740 Refrigerator, 157 litres capacity, adjustable shelves, door storage, power consumption of 90W, voltage 220-240 V, steel material, manual defrost, static cooling, energy efficiency class A+, refrigerant type R600a. | Lab 02 Transduction | 11 | E1
2900499 | Day2 | 1 | Freezer | Liebherr | GS 1313 Comfort |  |  | Liebherr GS 301 Freezer, 105 litres, 126 kWh/year, 220-240 V, 4 Drawers, 50 Hz, 100 W, approximately (60 x 62.5 x 128 cm). Category: Freezer Make: Liebherr Model: GS 301 Serial Number: 9990497 | Lab 02 Transduction | 11 | E1
2900500 | Day1 | 1 | Ultra-Low Temperature Freezer (-86°C) | Panasonic | MDF-U33V-PE | 160400059 | 2016 | 333liters, 255kg Panasonic MDF-U33V-P Ultra-Low Temperature Freezer, 11.7 cu ft capacity, -86°C to -50°C temperature range, AC 230V, 50/60 Hz, 4.0/3.3Amp. YOM 2016. Made in Japan. Weigth 255kg | Lab 02 Transduction | 11 | E1
2900501 | Day1 | 1 | Petri cups and similar consumables | [5 empty] | Lab 02 Transduction | 11 | E1
2900502 | Day1 | 1 | Petri cups and similar consumables | [5 empty] | Lab 02 Transduction | 11 | E1
2900504 | Day1 | 1 | Inverted Microscope | Carl Zeiss | Primovert | 3841010479 |  | Carl Zeiss Primovision Inverted Microscope, Magnification up to 400x, Objective Lenses include 4x, 10x, 20x, 40x , Eyepiece WF10X/20, 12V DC 30W light source, Flat stage, Suzhou, China | Lab 01 | 11 | E1
2900505 | Day2 | 1 | Freezer | Liebherr | GS 1313 Comfort |  |  | Liebherr GS 1313 Freezer, featuring 3 compartments, energy consumption of 128 kWh per year, with a capacity t, adjustable thermostat, reversible door hinges, serial number: 9990497-01. Category: Freezer Make: Liebherr Model: GS 1313 Comfort Serial Number: 9990497-01 Capacity (105 Litres): | Lab 01 | 11 | E1
2900507 | Day1 | 1 | CO2 Incubator | Thermo Scientific | Heracell 150i | 42196482 | 2017 | Thermo Scientific HERACell 150i CO2 Incubator, features include temperature range up to 55°C, sterilization cycle 90°C, 150-liter capacity, power supply 50/60 Hz, 230V, 2.5A, 0.58 kW, stainless steel construction, humidity control up to 90% RH at 37°C, infrared CO2 sensor. Category: Laboratory Incubator. Dimensions outside: 65.8 x 62.5 x 90 cm. Inside dimension 53 x 47 x 60,7 cm. Weight: 154 lbs (70 kg) . Order Code 51026280. Note, no shelves available | Lab 01 | 11 | E1
2900508 | Day1 | 1 | CO2 Incubator | Thermo Scientific | HERACell 150i | 42196481 | 2017 | Thermo Scientific HERACell 150i CO2 Incubator, features include temperature range up to 55°C, sterilization cycle 90°C, 150-liter capacity, power supply 50/60 Hz, 230V, 2.5A, 0.58 kW, stainless steel construction, humidity control up to 90% RH at 37°C, infrared CO2 sensor. Category: Laboratory Incubator. Dimensions outside: 65.8 x 62.5 x 90 cm. Inside dimension 53 x 47 x 60,7 cm. Weight: 154 lbs (70 kg) . Order Code 51026280. Note, no shelves available | Lab 01 | 11 | E1
2900509 | Day2 | 1 | Metal shelves | [5 empty] | Lab 01 | 11 | E1
2900510 | Day2 | 1 | Biohazard Waste Container |  |  |  |  | Biohazard waste container (120 litres) | Lab 01 | 11 | E1
2900511 | Day2 | 1 | Mobile Plastic Drawer | [5 empty] | Lab 01 | 11 | E1
2900512 | Day1 | 1 | Biological Safety Cabinet | Thermo Scientific | Herasafe KS 18 | 42208745 | 2017 | Filters removed | Lab 01 | 11 | E1
2900513 | Day1 | 1 | Electronic Pipetting System | INTEGRA | VIAFLO 384 | 18010676 | 2018 | INTEGRA VIAFLO 384 Electronic Pipetting System, high precision pipetting, automated liquid handling, touch wheel interface, power requirements 60 W, input voltage 100-240 VAC 50/60 Hz, supports 384 and 96-well plate format, Serial No. 18010676 . Installed head 96x. | Lab 01 | 11 | E1
2900514 | Day2 | 1 | Metal shelves | [5 empty] | Lab 01 | 11 | E1
2900515 | Day2 | 1 | Radio-Alarm | GRUNDIG |  |  |  |  | Lab 01 | 11 | E1
2900516 | Day1 | 1 | Water bath | VWR | VWB 12 | 1224014 |  | VWR VWB 12 Laboratory Water Bath, includes 12L capacity, digital control, temperature range ambient +5°C to 100°C, temperature uniformity ±0.2°C, temperature stability ±0.1°C, stainless steel interior, power requirements 230V AC,. Dimensions: Approximately 19.7 x 13.8 x 15.7 inches (50 x 35 x 40 cm) Weight: Approximately 22 lbs (10 kg) Material: Stainless Steel (interior) Control Type: Digital Country of Manufacture: Germany | Lab 01 | 11 | E1
2900517 | Day2 | 1 | Desk Telephone | AVAYA | J139 27 |  |  |  | Lab 01 | 11 | E1
2900518 | Day1 | 1 | Laboratory Refrigerated Centrifuge | Thermo Fisher Scientific | Heraeus Multifuge X3R | 422201643 | 2017 |  | Lab 01 | 11 | E1
2900519 | Day2 | 1 | Mobile Storage unit | [5 empty] | Lab 01 | 11 | E1
2900521 | Day1 | 1 | Biological Safety Cabinet | Thermo Scientific | Herasafe KS 18 | 42208744 | 2017 | Thermo Scientific Herasafe KS 18 Microbiological Safety Cabinet, Class II, Filters removed, Order Code: 51022712, Power Requirements: 230 V, 50/60 Hz, Energy Consumption: 2.0 kW, Dimensions: 70.87 x 30.71 x 24.69 inches, Safety Standard Compliance: EN 12469:2000, Serial Number: 42208744 Category: Microbiological Safety Cabinet Make: Thermo Scientific Model: Herasafe KS 18 Type: Microbiological Safety Cabinet, Class II Serial Number: 42208744 Order Code: 51022712 Manufacturing Date: 2017.12 Power Requirements: 230 V, 50/60 Hz Energy Consumption: 2.0 kW Dimensions (W x D x H): 70.87 x 30.71 x 24.69 inches (1800 x 780 x 627 mm) Weight: Approximately 440 lbs (200 kg) Safety Standard Compliance: EN 12469:2000 Airflow Type: Vertical laminar airflow Noise Level: Approximately 58 dB(A) Lighting: LED Lighting Material Construction: Stainless steel interior Location of Manufacture: Germany | Lab 01 | 11 | E1
2900522 | Day1 | 1 | Electronic Pipetting System | INTEGRA | VIAFLO 384 | 17090623 | 2017 | INTEGRA VIAFLO 384 Pipetting System, Power Requirements: 100-240 VAC, 50/60 Hz, 400 W, Dimensions: Approx. 20 x 12 x 15 inches (50 x 30 x 38 cm), Weight: Approx. 40 lbs (18 kg), Volume Range: 0.5 to 1250 µL, installed head: 96-Channels | Lab 01 | 11 | E1
2900523 | Day1 | 1 | 96-Channel Pipetting Head | Integra | VIAFLO 96/384 |  |  | Integra VIAFLO 96/384 Multichannel Pipette Head, 96 Channels, Volume Range: 50-1250 µl, Compatible with VIAFLO 96/384 systems, Material: Aluminium and plastic, Dimensions: 12 x 6 x 5 inches (30.5 x 15.2 x 12.7 cm), Weight: 5 lbs (2.27 kg), Includes Carrying Case and Calibration Piece. [Part Number 6104] . Accessories Included: Carrying Case, Calibration Piece | Lab 01 | 11 | E1
2900524 | Day1 | 1 | 96-Channel Pipetting Head | Integra | VIAFLO 96 | SN 51739 |  | Part Number 6104 The Integra VIAFLO 96 Liquid Handling Pipette Head features a 96 channel count, volume range 50- 1250 µl, compatible with Integra VIAFLO 96/384, includes carrying case, SN 51739. Category: Liquid Handling Pipette Head Make: Integra Model: VIAFLO 96 Serial Number: SN 51739 | Lab 01 | 11 | E1
2900526 | Day2 | 1 | Lab office chair |  |  |  |  | Office Chair with backrest, Height adjustable. Castors | Lab 01 | 11 | E1
2900527 | Day2 | 1 | Lab office stool | [5 empty] | Lab 01 | 11 | E1
2900530 | Day1 | 1 | Mixer | Heidolph | Reax top (EU) | 200100748 0317 |  | Heidolph Reax top EU Shaker & Mixer, 230-240V / 50 Hz, 51W, adjustable speed control, rubber top for secure holding, Made in Germany. Serial Number: 200100748 0317. Category: Laboratory Shaker/Mixer Make: Heidolph Model: Reax top (EU) Type: Shaker & Mixer Serial Number: 200100748 0317 Power Supply: 230-240V / 50 Hz Power Consumption: 51W Speed Range: 100-2500 rpm Dimensions: Approx. 8 x 5 x 5 inches (20.3 x 12.7 x 12.7 cm) Weight: Approx. 5 lbs (2.3 kg) Country of Manufacture: Germany Additional Features: Adjustable speed control, rubber top for secure holding | Lab 01 | 11 | E1
2900531 | Day1 | 1 | Centrifuge | Heathrow Scientific LLC | Sprout | HSA19136 |  | Sprout Laboratory Centrifuge, Maximum Speed 6,000 RPM, Capacity 6 x 1.5/2.0 mL tubes, Power Requirements 220/230 VAC 50 Hz, Weight Approximately 2 lbs (0.9 kg), Dimensions 5.5 in x 5.5 in x 4.5 in (14 cm x 14 cm x 11.5 cm), Manufacturer Heathrow Scientific LLC, Made in China, Safety Certifications Conforms to UL STD 61010-1, Certified to CAN/CSA STD C22.2 No. 1010.2.020-94, Serial HSA19136. Category: Laboratory Centrifuge Make: Sprout Model: Sprout Type: Laboratory Centrifuge Serial Number: HSA19136 Maximum Speed (RPM): 6,000 Capacity: 6 x 1.5/2.0 mL tubes Power Requirements: 220/230 VAC, 50 Hz Weight: Approximately 2 lbs (0.9 kg) Dimensions: 5.5 in x 5.5 in x 4.5 in (14 cm x 14 cm x 11.5 cm) Manufacturer: Heathrow Scientific LLC Country of Manufacture: Made in China Safety Certifications: Conforms to UL STD 61010-1, Certified to CAN/CSA STD C22.2 No. 1010.2.020-94 Other Features: Transparent lid, Compact design | Lab 01 | 11 | E1
2900532 | Day2 | 4 | Pipettes | Eppendorf | Research plus |  |  | (4) x Eppendorf Research plus Adjustable Volume Pipette Set with Stand, [P2.5/10/20/200] | Lab 01 | 11 | E1
2900533 | Day1 | 1 | Microscope | Carl Zeiss | Primovert | 3840100497 |  | Carl Zeiss Primovision Inverted Microscope, Magnification up to 400x, Objective Lenses include (to be confirmed 20x, 4x, for sure 10x, 40x ), Eyepiece WF10X/20, 12V DC 30W light source, Flat stage, Suzhou, China | Lab 01 | 11 | E1
2900534 | Day2 | 1 | Refrigerator | Liebherr | FKU 1800 Index 21S/001 | 84.238.646.1 |  | Liebherr Laboratory Refrigerator FKU 1800 Index 21S/001, 180L Capacity, Temperature Range 1°C to 15°C, Dimensions 33.5" x 23.6" x 22.4" (85 cm x 60 cm x 57 cm), Weight 77 lbs (35 kg), Power Supply 220-240V ~ 50Hz, Refrigerant Type R600a, Made in Austria, Serial Number: 84.238.646.1 Category: Laboratory Refrigerator Make: Liebherr Model: FKU 1800 Index 21S/001 Type: Laboratory Refrigerator Serial Number: 84.238.646.1 Capacity: 180 L Temperature Range: 1°C to 15°C Dimensions (H x W x D): 33.5" x 23.6" x 22.4" (85 cm x 60 cm x 57 cm) Weight: 35 kg (77 lbs) Power Supply: 220-240V ~ 50Hz Refrigerant Type: R600a Country of Manufacture: Made in Austria | Lab 01 | 11 | E1
2900535 | Day2 | 6 | Pipettes | Eppendorf | Research Plus |  |  | (6) x Eppendorf Research Plus Pipette Set, Adjustable Volume, Digital Display, Volume Range: 0.5-1000 uL, (2xP10), (1xP20), (1xP100), (1xP200), (1xP1000), | Lab 10 | 11 | E1
2900536 | Day2 | 1 | Scale | Sartorius | BP 1200 | 13005736 |  | Sartorius BP 1200 Precision Lab Scale, maximum capacity 1200g, readability 0.01g | Lab 10 | 11 | E1
2900537 | Day1 | 1 | Mixer | Scientific Industries | G-560E | 2-96021 |  |  | Lab 10 | 11 | E1
2900538 | Day2 | 1 | Minifuge | Tomy | PMC-060 | 1999/35053356 | 1999 |  | Lab 10 | 11 | E1
2900539 | Day1 | 1 | Refrigerated Centrifuge | Thermo Fisher Scientific | Heraeus Fresco 21 | 42105381 | 2017 | Thermo Fisher Heraeus Fresco 21 Centrifuge, Maximum Kinetic Energy: 2.35 kNm, Power Consumption: 370 W, Digital Display, Speed/Time/Temperature Control, Pulse Function, Serial Number: 42105368 Category: Centrifuge Make: Thermo Fisher Scientific Model: Heraeus Fresco 21 Year: 2017 Serial Number: 42105368 Maximum Speed (RPM): 14800 RPM Maximum Relative Centrifugal Force (x g): 21000 x g Maximum Kinetic Energy: 2.35 kNm Voltage: 230 V Frequency: 50/60 Hz Current: 2.2 A Power Consumption: 370 W Dimensions (L x W x H): 14.6 x 15.4 x 12.2 in (370 x 390 x 310 mm) Weight: 46 lbs (21 kg) Capacity: 24 x 1.5/2.0 mL tubes Features: Digital Display, Speed/Time/Temperature Control, Pulse Function | Lab 10 | 11 | E1
2900540 | Day1 | 1 | Thermomixer | Eppendorf | Thermomixer comfort 5355 | 03022 |  | Eppendorf Thermomixer Comfort, 1.5 ml Capacity, 230 V, Temperature Range: 15°C below RT to 99°C (59°F to 210°F), Mixing Speed Range: 300 to 1400 rpm, Power Consumption: 90 W, Interval Mix, Short Mix, Programmable Settings, Serial Number: 0032200. Category: Thermomixer Make: Eppendorf Model: Thermomixer comfort Serial Number: 0032200 Capacity: 1.5 ml Temperature Range: 15°C below RT to 99°C (59°F to 210°F) Mixing Speed Range: 300 to 1400 rpm Voltage: 230 V Frequency: 50-60 Hz Power Consumption: 90 W Dimensions: 11.8 x 9.8 x 5.1 in (30 x 25 x 13 cm) Weight: 13.2 lbs (6 kg) Additional Features: Interval Mix, Short Mix, Programmable Settings | Lab 10 | 11 | E1
2900541 | Day2 | 1 | Lab office chair |  |  |  |  | Office Chair with backrest, Height adjustable. Castors and foot rest | Lab 10 | 11 | E1
2900542 | Day2 | 1 | Freezer | Liebherr | GP 1486 Index 22 / 001 | 79.552.505.4 |  | Liebherr GP 1486 Under-Counter Laboratory Freezer. (106 litres) capacity, 220-240 V power supply, 4 drawers, energy consumption 0.364 kWh/24h | Lab 10 | 11 | E1
2900543 | Day2 | 1 | Lab office stool | Simco |  |  |  | Simco Office Stool, adjustable height range of approximately 16-21 inches (40-53 cm), hard plastic seat material, seat diameter approximately 13 inches (33 cm), caster wheels, five-star base. | Lab 10 | 11 | E1
2900544 | Day2 | 1 | Biohazard Waste Container |  |  |  |  | Biohazard waste container (120 litres) | Lab 10 | 11 | E1
2900545 | Day2 | 1 | Mobile Drawer Unit |  |  |  |  | Mobile Drawer Unit, 4 drawers. metal construction. Castors. | Lab 10 | 11 | E1
2900546 | Day2 | 1 | Refrigerator | Liebherr | UK 1720 Index 23A / 001 | 681314 |  | Liebherr UK 1720 Laboratory Refrigerator, (158 litre) , 220-240V, dimensions approximately | Lab 10 | 11 | E1
2900547 | Day2 | 6 | Pipettes | Eppendorf | Research Plus |  |  | (6) x Eppendorf Research plus Adjustable Pipettes Set with Stand, Volume Range: 0.1 µL to 1000 µL, Channels: Single-channel 10,20,200,200,1000uL and Multichannel 10-100uL | Lab 10 | 11 | E1
2900548 | Day2 | 1 | Minifuge | TOMY | PMC-060 | 2.00036E+11 | 2000 |  | Lab 10 | 11 | E1
2900549 | Day1 | 1 | Mixer | Scientific Industries | G-560E | 282501 |  |  | Lab 10 | 11 | E1
2900550 | Day1 | 1 | Mixer | Scientific Industries, Inc. | G-560E Vortex Genie 2 | 2-93191 |  |  | Lab 10 | 11 | E1
2900551 | Day1 | 1 | Refrigerated Centrifuge | Sigma | 1-16K | 153039 | 2014 | Sigma 1-16K Laboratory Centrifuge, 15,000 RPM, 21,913 x g max RCF, 4 x 100 ml capacity, Fixed-angle rotor, Digital display, 24 x 16 x 14 inches (61 x 41 x 36 cm), 88 lbs (40 kg), 220-240V, 50-60Hz, 1Ph, 420W, Made in Germany, Refrigerated, Serial No. 153039. | Lab 10 | 11 | E1
2900552 | Day1 | 1 | Thermomixer | Eppendorf | Thermomixer Comfort 5355 | -04111 |  | Eppendorf Thermomixer Comfort, 15°C below ambient to 100°C, 100-240 V, 50-60 Hz, 90 W, LCD Display, Interval Mix, Short Mix, Manufacturer: Hamburg, Germany. Category: serial number 5355-04111 | Lab 10 | 11 | E1
2900553 | Day2 | 5 | Pipettes | Eppendorf | Research plus |  |  | (5) x Eppendorf Research Plus Adjustable Volume Pipettes with Stand, volume range 0.1 - 100 uL for single-channel pipette, single-channel, includes pipette stand. [P2.5/20/100/100 and 1x 12-way 1-10uL) see photos. | Lab 10 | 11 | E1
2900554 | Day1 | 1 | Mixer | Janke & Kunkel GmbH & Co. KG | VF 2 | 807046 |  | Country of Manufacture: Made in Germany | Lab 10 | 11 | E1
2900555 | Day2 | 1 | Lab office chair |  |  |  |  | Office Chair with backrest, Height adjustable | Lab 10 | 11 | E1
2900556 | Day2 | 1 | Lab Refrigerator | Liebherr | GGU 1500 Index 21A/001 |  |  | Liebherr GGU 1500 Laboratory Refrigerator, capacity approximately (143 L). | Lab 10 | 11 | E1
2900557 | Day2 | 1 | Lab office chair |  |  |  |  | Office Chair with small backrest, Height adjustable | Lab 10 | 11 | E1
2900558 | Day2 | 1 | Mobile Drawer Unit |  |  |  |  | Mobile Drawer Unit, 4 drawers. metal construction. Castors. | Lab 10 | 11 | E1
2900559 | Day2 | 1 | Metal shelves |  |  |  |  | Metal shelves - Dimension 187x80x40cm. Contents NOT included. | Lab 10 | 11 | E1
2900561 | Day2 | 1 | Mobile Cupboard Unit |  |  |  |  | Mobile Cupboard Unit. metal construction. Castors. Dimension: 60x55x75cm | Lab 10 | 11 | E1
2900562 | Day1 | 1 | Roller Mixer | CAT | RM 5 |  |  |  | Lab 10 | 11 | E1
2900563 | Day2 | 1 | Foot stool | [5 empty] | Lab 10 | 11 | E1
2900564 | Day1 | 1 | Microplate washer | Nunc Brand Products | Nunc-Immuno Wash 8 |  |  | Nunc-Immuno Wash 8 Microplate Washer, suitable for laboratory use, features Fill and Vac ports, manual operation, suitable for 96-well plates. Made in Denmark. Country of Manufacture: Made in Denmark | Lab 10 | 11 | E1
2900565 | Day2 | 1 | Mobile Drawer Unit |  |  |  |  | Mobile drawer Unit., 4 x draws, metal construction. Castors. | Lab 10 | 11 | E1
2900566 | Day2 | 2 | Storage trays | [5 empty] | Lab 10 | 11 | E1
2900567 | Day2 | 1 | Lab Refrigerator | Liebherr | FKU 1800 |  |  | Make: Liebherr Model: FKU 1800 (180Litre) (Serial Number: 9623151-00 Dimensions: Approx. 32.3 x 23.6 x 22.4 in (82 x 60 x 57 cm) Approx. 2014 Country of Manufacture: Made in Austria | Lab 10 | 11 | E1
2900568 | Day1 | 1 | 8-channels Electronic Pipette | INTEGRA | 1250 |  |  | INTEGRA Electronic Pipette, 8-Channel, Digital Display. Including Loading Holder and power supply | Lab 10 | 11 | E1
2900569 | Day1 | 1 | Electronic Pipette | Eppendorf | Easypet 3 | K21854I |  | Eppendorf Easypet 3 Electronic Pipette, 1 uL - 50 mL, Digital Display, Single Channel, 230V EU plug, Made in Germany, Serial Number: K21854I. Country of Manufacture: Germany. Additional Features: loading holder and power supply | Lab 10 | 11 | E1
2900570 | Day1 | 4 | Multi-Channel Electronic Pipettes | INTEGRA |  |  |  |  | Lab 10 | 11 | E1
2900571 | Day1 | 2 | Multi-Channel Electronic Pipettes | INTEGRA |  |  |  | 6-Channel 1250uL, 12-Channels 50uL | Lab 10 | 11 | E1
2900572 | Day1 | 1 | Thermomixer | Eppendorf | Thermomixer Comfort 5355 | 4128 |  | The Eppendorf Thermomixer Comfort TM 01, ideal for laboratory applications, offers a 1.5 ml sample capacity, 100-240 V power supply, 90 W consumption, 50-60 Hz frequency, temperature range from 13°C to 99°C (55°F to 210°F), mixing speed range from 300 to 1400 rpm, programmable settings, and an LCD display. Made in Germany. Serial No. 5355 04128. Category: Laboratory Thermomixer Make: Eppendorf Model: Thermomixer Comfort TM 01 Serial Number: 5355 04128 Power Supply: 100-240 V Power Consumption: 90 W Frequency: 50-60 Hz Sample Capacity: 1.5 ml Temperature Range: 13°C to 99°C (55°F to 210°F) Mixing Speed Range: 300 to 1400 rpm Dimensions: Approx. 10.2 x 8.9 x 4.3 in (260 x 226 x 110 mm) Weight: Approx. 8.8 lbs (4 kg) Country of Manufacture: Germany Additional Features: Programmable settings, LCD display | Lab 10 | 11 | E1
2900573 | Day2 | 1 | Mobile Drawer Unit | Kottermann |  |  |  | Köttermann Mobile Drawer Unit, 4 drawers. metal construction, standard locking casters, approximately 23.6 in x 19.7 in x 29.5 in (60 cm x 50 cm x 75 cm). Category: Mobile Drawer Unit / Rolling Storage Cabinet Number of Drawers: 4 Material: Metal Dimensions (W x D x H): Approximately 23.6 in x 19.7 in x 29.5 in (60 cm x 50 cm x 75 cm) Caster Type: Standard Color: Light Gray | Lab 10 | 11 | E1
2900574 | Day2 | 1 | Freezer | Liebherr | GGU 1500 Index 21A/001 |  |  | Liebherr GS65 Freezer, 143 L Capacity, SuperFrost, Alarm, White, Dimensions: 33.5 x 24 x 24 inches (85 x 60 x 60 cm), Energy Consumption: 1.4 kW/24h, Voltage: 220-240V / 50 Hz, Defrost Type: Manual, Insulation: Pentan, Cooling System: R600a refrigerant, Serial Number: 4 61794. Category: Freezer Make: Liebherr Model: GS65 Type: Freezer Serial Number: 4 61794 Dimensions (HxWxD): Approximately 33.5 x 24 x 24 inches (85 x 60 x 60 cm) Capacity: 143 L / 5.0 cu ft Temperature Range: -9°F to -25°F (-23°C to -32°C) Energy Consumption: 1.4 kW/24h Voltage/Frequency: 220-240V / 50 Hz Defrost Type: Manual Features: SuperFrost, Alarm Weight: Approximately 88 lbs (40 kg) Insulation: Pentan Cooling System: R600a refrigerant Noise Level: Approximately 40 dB | Lab 10 | 11 | E1
2900575 | Day1 | 1 | Vortex | [5 empty] | Lab 10 | 11 | E1
2900576 | Day1 | 1 | Thermomixer C | Eppendorf | 5382 |  |  |  | Lab 10 | 11 | E1
2900577 | Day1 | 1 | 12-Channels Pipette 30-300 ul | Thermo Scientific |  |  |  |  | Lab 10 | 11 | E1
2900578 | Day1 | 1 | Minifuge |  | SPROUT |  |  |  | Lab 10 | 11 | E1
2900579 | Day1 | 6 | Pipettes | Eppendorf |  |  |  | P2.5 P10 P20 P100 P100 P1000 | Lab 10 | 11 | E1
2900580 | Day2 | 1 | Mobile Drawer Unit | Kottermann |  |  |  | Kï¿½termann Mobile Drawer Unit, 4 drawers. metal construction, standard locking casters, approximately 23.6 in x 19.7 in x 29.5 in (60 cm x 50 cm x 75 cm). Category: Mobile Drawer Unit / Rolling Storage Cabinet Number of Drawers: 4 Material: Metal Dimensions (W x D x H): Approximately 23.6 in x 19.7 in x 29.5 in (60 cm x 50 cm x 75 cm) Caster Type: Standard Color: Light Gray | Lab 10 | 11 | E1
2900581 | Day2 | 1 | Lab office chair | VWR |  |  |  | Office Lab chair, with back rest and height adjustable. | Lab 10 | 11 | E1
2900582 | Day1 | 1 | Minifuge | Tomy Kogyo Co., Ltd. | Centrifuge PMC-060 | 35053358 | 1999 |  | Lab 10 | 11 | E1
2900583 | Day1 | 1 | Mixer | Scientific Industries | Vortex Genie 2 (G-560E) | 96006 |  | The Scientific Industries Vortex Genie 2 Laboratory Mixer, Model G-560E, operates on 240V with a frequency of 50 Hz and amperage of 0.5. It features a speed range of 600-3200 RPM, manual dial control with On/Off/Touch settings, and a metal housing with a rubber platform. Dimensions are approximately 7.5 x 4.8 x 6.5 inches (19 x 12 x 16.5 cm), and it weighs around 8.8 lbs (4 kg). Additional features include nonslip feet and interchangeable heads. Serial Number: 96006. Category: Laboratory Vortex Mixer Make: Scientific Industries Model: Vortex Genie 2 (G-560E) Serial Number: 96006 Voltage: 240V Frequency: 50 Hz Amperage: 0.5 Amps Dimensions: Approximately 7.5 x 4.8 x 6.5 inches (19 x 12 x 16.5 cm) Weight: Approximately 8.8 lbs (4 kg) Speed Range: 600-3200 RPM Platform Size: Approximately 3 inches (7.6 cm) diameter Manufacturer Location: Bohemia, N.Y, USA Patent Number: 4,781,487 Additional Features: Nonslip feet, interchangeable heads | Lab 10 | 11 | E1
2900584 | Day2 | 1 | Chronometer | [5 empty] | Lab 10 | 11 | E1
2900585 | Day2 | 2 | Label printer | Bio-Rad | BMP51 / M510 |  |  | This Brady BMP51 Label Printer features thermal transfer print technology, a print resolution of 300 dpi, and a maximum print width of 1.5 inches (38.1 mm). Connectivity options include USB and Bluetooth. The power source is 12VDC with both AA alkaline and rechargeable battery options. Included accessories are a carrying case and over 25 printing cartridge, user's manual, power adapter, and software disc. Made in Malaysia | Lab 10 | 11 | E1
2900586 | Day2 | 1 | Scanner | HP | Scanjet 300 |  |  | HP Scanjet 300 Flatbed Scanner, 4800 dpi, USB 2.0 Connectivity, Approx. 21 seconds per A4 page, 11.14 x 16.73 x 1.73 inches (28.3 x 42.5 x 4.4 cm), 6.61 lbs (3 kg), 48-bit color depth, supports Windows and macOS, HP Scan software included. Make: HP Model: Scanjet 300 Type: Flatbed Scanner | Lab 10 | 11 | E1
2900587 | Day1 | 1 | UV-Vis Spectrophotometer | Thermo Scientific | NanoDrop 2000c | K645 |  | Thermo Scientific NanoDrop 2000c UV-Vis Spectrophotometer, 190 nm to 840 nm wavelength range, up to 3.0 A maximum absorbance, xenon flash lamp, assembled in USA, USB connectivity. Config CC | Lab 10 | 11 | E1
2900588 | Day1 | 1 | Plate Reader | Thermo Scientific | Multiskan FC | 357901574 | 2011/2015? | Thermo Scientific Multiskan FC Microplate Reader, supporting 96- and 384-well plates, 340-850 nm wavelength range, +24 VDC / 4A, USB and Serial connectivity, integrated LCD display, optional shaker and incubation, manufactured in China, serviced by Unity Lab Services, Serial Number: 357901574. [REF: 51119000] Category: Microplate Reader Make: Thermo Scientific Model: Multiskan FC Year: Not specified Serial Number: 357901574 Power Requirements: +24 VDC / 4A Dimensions: Approximately 11.8 x 14.1 x 7.8 inches (30 x 36 x 20 cm) Weight: Approximately 17 lbs (7.7 kg) Wavelength Range: 340-850 nm Plate Types Supported: 96- and 384-well plates Interface/Connectivity: USB and Serial Display Type: Integrated LCD Additional Features: Optional shaker and incubation Manufacturing Location: China Service/Support Contact Information: Unity Lab Services, Part of Thermo Fisher Scientific Calibration Information: Calibration sticker visible, specifics not available | Lab 10 | 11 | E1
2900589 | Day1 | 1 | Flow Cytometer/ FACS (3 Lasers) | Miltenyi Biotec GmbH | MACSQuant Analyzer 10 | 21334 |  | Miltenyi Biotec MACSQuant Analyzer 10 Flow Cytometer, 3 lasers (405nm, 488nm, 638nm), 8 detection channels, integrated LCD monitor, USB and Ethernet connectivity, includes MACS MiniSampler and Barcode Readernext , FCC and 21 CFR compliant, Serial Number: 21334. Miltenyi Order Number: 130-096-343 . Installed with 405nm, 488nm and 638nm Lasers. Equiped with MACS MiniSampler Plus | Lab 10 | 11 | E1
2900590 | Day1 | 1 | Lab consumables | [5 empty] | Lab 10 | 11 | E1
2900591 | Day1 | 1 | Real-Time PCR System | Roche | LightCycler 96 | 11276 | 2014 | Voltage Requirement: 100-125/200-240 V, Power Consumption: 600 VA, Dimensions: 12.2 x 15.4 x 18.5 inches (31 x 39 x 47 cm), Weight: 55 lbs (25 kg), [REF: 05815916001. without waranty on the content: Software and Guide USB | Lab 10 | 11 | E1
2900592 | Day1 | 1 | PCR System | Eppendorf | Mastercycler nexus 6333 | DH706717 |  |  | Lab 10 | 11 | E1
2900593 | Day1 | 1 | PCR Thermal Cycler | Eppendorf | Mastercycler nexus 6333 | DH806721 |  |  | Lab 10 | 11 | E1
2900595 | Day2 | 1 | Lab office stool | [5 empty] | Lab 10 | 11 | E1
2900596 | Day2 | 1 | Lab office stool | [5 empty] | Lab 10 | 11 | E1
2900597 | Day2 | 1 | Lab office stool | [5 empty] | Lab 10 | 11 | E1
2900598 | Day2 | 1 | Lab office stool | [5 empty] | Lab 10 | 11 | E1
2900599 | Day2 | 1 | Lab office stool | [5 empty] | Lab 10 | 11 | E1
2900600 | Day2 | 1 | Kick step stool. | [5 empty] | Lab 10 | 11 | E1
2900602 | Day2 | 4 | Refuse waste bin. |  |  |  |  | No lids. | Lab 10 | 11 | E1
2900605 | Day1 | 1 | Microscope | Zeiss | Primovert | 3841003267 |  | Zeiss Primovert Inverted Microscope, features include lenses 4x/0.1, 10x/0.25, PH1 20x/0.40, PH2 40x/0.65, Mechanical Stage. LED Illumination, Coarse and Fine Focus, Dimensions: 15 x 10 x 18 inches (38 x 25 x 46 cm), Weight: 25 lbs (11 kg), Eyepiece: WF 10x/20 | Raum 9 | 11 | E1
2900606 | Day1 | 1 | Microscope | Zeiss | Primovert | 3841003282 |  | Zeiss Primovert Inverted Microscope, features include lenses 4x/0.1, 10x/0.25, PH1 20x/0.40, PH2 40x/0.65, Mechanical Stage. LED Illumination, Coarse and Fine Focus, Dimensions: 15 x 10 x 18 inches (38 x 25 x 46 cm), Weight: 25 lbs (11 kg), Eyepiece: WF 10x/20 | Raum 9 | 11 | E1
2900607 | Day1 | 6 | Pipette | Eppendorf | Research Plus |  |  | (6) x This Eppendorf Research Plus set includes manual single and multi channel pipettes - items 2.5, 20,1000,1000, 30-300 (8 way )3-300uL (8way). | Raum 9 | 11 | E1
2900608 | Day1 | 1 | Mixer | IKA | LAB DANCER S40 | 06.119194 |  |  | Raum 9 | 11 | E1
2900609 | Day2 | 1 | Mini Centrifuge | VWR | Mini Star | 1611 0472 |  |  | Raum 9 | 11 | E1
2900610 | Day1 | 1 | Mixer | Scientific Industries, Inc. | G-560E | 292919 |  |  | Raum 9 | 11 | E1
2900611 | Day1 | 1 | Refrigerated Centrifuge | Thermo Fisher Scientific | Heraeus Multifuge X3R | 42090737 | 2017 | Thermo Fisher Heraeus Multifuge X3R Refrigerated Centrifuge, 2017, 230 V, 50/60 Hz, max load 800 g, dimensions 29.1 x 25.6 x 14.6 inches, weight 330 lbs, safety certifications CE, UL, CSA, additional features include Auto-Lock Rotor System, autoclave-capable rotors, Serial: 42090737. Category: Laboratory Centrifuge Make: Thermo Fisher Scientific Model: Heraeus Multifuge X3R Year: 2017 Serial Number: 42090737 Country of Manufacture: Germany Max Speed (RPM): 4700 RPM Max Load Capacity: 800 g (1.76 lbs) Power Requirements: 230 V, 50/60 Hz Dimensions (W x D x H): Approximately 29.1 x 25.6 x 14.6 inches (74 x 65 x 37 cm) Weight: Approximately 330 lbs (150 kg) Rotor Type: Swinging bucket rotor Number of Rotors Included: 1 Max Kinetic Energy: 62.5 kNm Operating Temperature Range: 2°C to 40°C (35.6°F to 104°F) Safety Certifications: CE, UL, CSA Additional Features: Auto-Lock Rotor System, Autoclavable rotors | Raum 9 | 11 | E1
2900612 | Day2 | 1 | Mobile Drawer Unit |  |  |  |  | Mobile Drawer Unit, 3 drawers. metal construction, Castors | Raum 9 | 11 | E1
2900613 | Day2 | 1 | Trolley |  |  |  |  | - contents NOT included. | Raum 9 | 11 | E1
2900614 | Day1 | 1 | Electroporation System | Bio-Rad | GenePulser Xcell | 617BR110174 |  | Bio-Rad GenePulser Xcell Electroporation System, includes CE Module, PC Module, input voltage 100-120/220-240V, max current 2A, frequency 50/60 Hz, LCD display, membrane keypad with numeric and function keys, USB and RS-232 connectivity, programmable settings, automatic shutdown. Serial Number: 617BR110174. Category: Electroporation System Make: Bio-Rad Model: GenePulser Xcell Type: Electroporation System Serial Number: 617BR110174 Input Voltage: 100-120/220-240V Max Current: 2A Frequency: 50/60 Hz Modules Included: CE Module,PC Module Display Type: LCD Keypad Type: Membrane keypad with numeric and function keys Connectivity Options: USB,RS-232 Dimensions: Approximately 15 x 10 x 5 inches (38 x 25 x 13 cm) Weight: Approximately 10 lbs (4.5 kg) Additional Features: Programmable settings,automatic shutdown Accessories Included: Green button/switch accessory | Raum 9 | 11 | E1
2900615 | Day2 | 1 | Lab Freezer | Liebherr | GS 1423 |  |  | The Liebherr GS 1423 Freezer provides (105 litres ) feet) of storage, manual defrost, 4 drawers, power consumption 142 kWh/year, voltage 220-230V, color white, country of manufacture Austria, serial number 4 6122 4. | Raum 9 | 11 | E1
2900616 | Day2 | 1 | Lab office stool | Simco |  |  |  |  | Raum 9 | 11 | E1
2900617 | Day2 | 1 | Lab Refrigerator | LIEBHERR | FKU 1800 index 21S / 001 |  |  | LIEBHERR KS118 Upright Refrigerator, includes 3 shelves, white colour, approximate capacity (180 litres). | Raum 9 | 11 | E1
2900618 | Day1 | 1 | UV Cabinet | CAMAG | 4 |  |  | Designed for inspecting thin-layer chromatograms or other objects under UV light in an undarkened room | Raum 9 | 11 | E1
2900619 | Day2 | 1 | Biohazard Waste Container |  |  |  |  | Biohazard waste container (120) litres | Raum 9 | 11 | E1
2900620 | Day2 | 1 | Radio-Alarm | GRUNDIG |  |  |  |  | Raum 9 | 11 | E1
2900621 | Day2 | 1 | Desk Telephone | AVAYA | J139 27 |  |  |  | Raum 9 | 11 | E1
2900622 | Day1 | 1 | Water Bath | GFL | 1013 | 10596001 |  | The GFL 1013 Laboratory Water Bath features a digital display and temperature control, operates on 230 V with a power consumption of 1.5 kW, temperature range ambient to 99.9°C, 13-liter capacity, dimensions approximately 14.2 in x 13.8 in x 14.6 in (36 cm x 35 cm x 37 cm), weight approximately 24 lbs (11 kg), manufactured in Germany. Category: Laboratory Water Bath Make: GFL Model: 1013 Year: Not specified Serial Number: Not Available Voltage: 230 V Frequency: 50/60 Hz Power Consumption: 1.5 kW Temperature Range: Ambient to 99.9°C Capacity: 13 liters (3.4 gallons) Dimensions (W x D x H): Approximately 14.2 in x 13.8 in x 14.6 in (36 cm x 35 cm x 37 cm) Weight: Approximately 24 lbs (11 kg) Country of Manufacture: Germany Additional Features: Digital display, temperature control | Raum 9 | 11 | E1
2900623 | Day1 | 1 | Biological Safety Cabinet | Heraeus | HS 12 | 40076769 |  | Heraeus HS 12 Biological Safety Cabinet, Filters removed, 230 V 50 Hz 0.75 kW, Class II Type A2 airflow, HEPA filter, stainless steel interior, key lock control, hour meter showing 33210 hours, TüV Product Service and GS safety certified. Serial Number: 51013389. Category: Biological Safety Cabinet Make: Heraeus Model: HS 12 Type: Biological Safety Cabinet (BSC) Serial Number: 40076769 Dimensions: Approx. 48" x 30" x 60" (122 cm x 76 cm x 152 cm) Weight: Approx. 400 lbs (181 kg) Power Requirements: 230 V, 50 Hz, 0.75 kW Airflow Type: Class II Type A2 Construction Material: Stainless steel interior Accessories/Additional Features: Key lock control, hour meter Usage Hours: Powered on: 33210 hours Certification: TüV Product Service, GS geprÃ¼fte Sicherheit | Raum 9 | 11 | E1
2900624 | Day2 | 1 | Lab office stool | [5 empty] | Raum 9 | 11 | E1
2900625 | Day2 | 1 | Mobile Storage unit | [5 empty] | Raum 9 | 11 | E1
2900626 | Day1 | 1 | Vacuum Pump | VACUUBRAND | BVC 21 | 2352407 |  | This VACUUBRAND BVC 21 Vacuum Pump Unit features a flow rate of 1.9 m³/h, made in Germany, power supply of 230V, 50-60Hz, approximately 22 lbs (10 kg), dimensions of 12 x 10 x 15 inches (30 x 25 x 38 cm), includes a built-in condenser and adjustable vacuum control, serial number 2352407. Category: Vacuum Pump Unit Make: VACUUBRAND Model: BVC 21 Type: Vacuum Pump Unit Serial Number: 2352407 Flow Rate: 1.9 m³/h Power Supply: 230V, 50-60Hz Weight: Approximately 22 lbs (10 kg) Dimensions (LxWxH): Approximately 12 x 10 x 15 inches (30 x 25 x 38 cm) Country of Manufacture: Made in Germany | Raum 9 | 11 | E1
2900627 | Day1 | 1 | Vacuum Pump | VWR | PM24024-820.3 | 7155437 | 41699 | VWR Vacuum Gas Pump PM24024-820.3, 230V, 50Hz, Power Consumption: 0.120kW, Current: 0.7A, Maximum Pressure: +100 kPa (1.0 bar), Made in Germany, Year of Manufacture: 03/2014, Serial Number: 7155437. Category: Vacuum Gas Pump Make: VWR Model: PM24024-820.3 Year: 03/2014 Serial Number: 7155437 Maximum Pressure: +100 kPa (1.0 bar) Voltage: 230V Frequency: 50Hz Power Consumption: 0.120kW Current: 0.7A Dimensions: Approx. 10 x 5 x 7 inches (25.4 x 12.7 x 17.8 cm) Weight: Approx. 6.6 lbs (3 kg) Country of Manufacture: Made in Germany | Raum 9 | 11 | E1
2900628 | Day2 | 1 | Metal Shelves | [5 empty] | Raum 9 | 11 | E1
2900629 | Day1 | 1 | Mixer | VWR | Lab Dancer S40 | 06.11.0905 |  | VWR Lab Dancer S40 Vortex Mixer, Model 06.11.0905, IP 40, 100-240V AC 50/60Hz power supply, approx. 2800 rpm speed range, 4.5 mm orbit diameter, dimensions approx. 3.9 x 4.3 inches (100 x 110 mm), weight approx. 2.2 lbs (1 kg), touch operation control type, noise level approx. 50 dB, Serial Number: 06.11.0905. Category: Laboratory Vortex Mixer Make: VWR Model: Lab Dancer S40 Type: Laboratory Vortex Mixer Serial Number: 06.11.0905 Power Supply: 100-240V AC, 50/60Hz Speed Range: Approx. 2800 rpm Orbit Diameter: Approx. 4.5 mm (0.18 inches) Dimensions: Approx. 3.9 x 4.3 inches (100 x 110 mm) Weight: Approx. 2.2 lbs (1 kg) Maximum Load Capacity: Not Available Control Type: Touch operation Noise Level: Approx. 50 dB Ingress Protection Rating: IP 40 | Raum 9 | 11 | E1
2900630 | Day1 | 1 | Biological Safety Cabinet | Kendro Laboratory Products | HS 12 | 40076798 |  | Heraeus HS 12 Biological Safety Cabinet, Filters removed, 230V, 0.75KW, includes UV Light, Hour meter, Power switches, Key lock, Vertical Laminar Flow, Fluorescent Lighting, Made in Germany, TüV Certified, NSF Certified, Serial 40076798 | Raum 9 | 11 | E1
2900631 | Day2 | 1 | Lab office stool | [5 empty] | Raum 9 | 11 | E1
2900632 | Day1 | 1 | Mixer | VWR | Lab Dancer S40 | 06.119072 |  | VWR Lab Dancer S40 Vortex Mixer, 2800 rpm, 100-240V, 50/60 Hz, 1.2W power consumption, suitable for small tubes up to 30mm diameter, 4.7 x 4.3 x 3.5 inches (120 x 110 x 90 mm), 1.1 lbs (0.5 kg), made by IKA, CE and UL Listed, Serial 06.119072. Category: Laboratory Vortex Mixer Make: VWR Model: Lab Dancer S40 Type: Laboratory Equipment (Vortex Mixer) Serial Number: 06.119072 Voltage: 100-240V Frequency: 50/60 Hz Power Consumption: 1.2W Speed Range: 2800 rpm Capacity: Suitable for small tubes up to 30mm diameter Dimensions: 4.7 x 4.3 x 3.5 inches (120 x 110 x 90 mm) Weight: 1.1 lbs (0.5 kg) Country of Origin: Made by IKA Certification: CE, UL Listed | Raum 9 | 11 | E1
2900633 | Day1 | 1 | Vacuum Pump | Vacuubrand | BVC 21 NT | 20184002 |  | Vacuubrand BVC 21 NT Vacuum Pump Unit, 1.7 m³/h, 230V, Ultimate Vacuum 8 mbar, Motor Power 0.18 kW, Approx. Dimensions 14 x 10 x 15 inches, Noise Level 45 dB(A), Air-cooled, Includes vacuum control and liquid separator bottle, Serial Number 20184002. Category: Vacuum Pump Unit Make: Vacuubrand Model: BVC 21 NT Type: Vacuum Pump Unit Serial Number: 20184002 Year of Manufacture: Not Available Power Requirements: 1~ / 230 V / 50-60 Hz Pumping Speed: 1.7 m³/h Ultimate Vacuum: 8 mbar Motor Power: 0.18 kW (0.24 hp) Weight: Approximately 20 lbs (9 kg) Dimensions: Approximately 14 x 10 x 15 inches (35 x 25 x 38 cm) Noise Level: 45 dB(A) Cooling Method: Air-cooled Additional Features: Includes vacuum control and liquid separator bottle | Raum 9 | 11 | E1
2900634 | Day1 | 1 | Vacuum Pump | VWR | PM20440-820.3 | 7155441 |  | VWR Vacuum Gas Pump PM20440-820.3, 230V, 50Hz, Power Consumption 0.120kW, Max Vacuum Pressure +100kPa (1.0bar), Approx. Flow Rate 20-30 L/min, Noise Level 50-60 dB(A), Dimensions Approx. 10 x 6 x 8 inches, Weight Approx. 10 lbs, Manufactured in 03/2014, Germany, Serial Number 7155441. Category: Vacuum Gas Pump Make: VWR Model: PM20440-820.3 Type: Vacuum Gas Pump Serial Number: 7155441 Power Supply (Voltage/Frequency): 230V, 50Hz Power Consumption: 0.120kW Max Vacuum Pressure: +100kPa (1.0bar) Flow Rate: Approx. 20-30 L/min Noise Level: Approx. 50-60 dB(A) Dimensions (L x W x H): Approx. 10 x 6 x 8 inches (25.4 x 15.2 x 20.3 cm) Weight: Approx. 10 lbs (4.5 kg) Year of Manufacture: 03/2014 Country of Manufacture: Germany | Raum 9 | 11 | E1
2900635 | Day1 | 1 | CO2 Incubator | Thermo Scientific | HERAcell 150i | 42094198 | 2017 | Thermo Scientific HERACell 150i CO2 Incubator, features include temperature range up to 55°C, sterilization cycle 90°C, 150-liter capacity, power supply 50/60 Hz, 230V, 2.5A, 0.58 kW, stainless steel construction, humidity control up to 90% RH at 37°C, infrared CO2 sensor. Category: Laboratory Incubator. Dimensions outside: 65.8 x 62.5 x 90 cm. Inside dimension 53 x 47 x 60,7 cm. Weight: 154 lbs (70 kg) . Order Code 51026280 | Raum 9 | 11 | E1
2900636 | Day1 | 1 | CO2 Incubator | Thermo Scientific | Heracell 150i | 51026280 | 2017 | Thermo Scientific HERACell 150i CO2 Incubator, features include temperature range up to 55°C, sterilization cycle 90°C, 150-liter capacity, power supply 50/60 Hz, 230V, 2.5A, 0.58 kW, stainless steel construction, humidity control up to 90% RH at 37°C, infrared CO2 sensor. Category: Laboratory Incubator. Dimensions outside: 65.8 x 62.5 x 90 cm. Inside dimension 53 x 47 x 60,7 cm. Weight: 154 lbs (70 kg) . Order Code 51026280 | Raum 9 | 11 | E1
2900638 | Day2 | 1 | Step stool | [5 empty] | Raum 9 | 11 | E1
2900641 | Day1 | 1 | Microscope | ZEISS | Primovert |  |  |  | Raum 8 | 11 | E1
2900642 | Day1 | 1 | Refrigerated Centrifuge | SIGMA | 1-16K |  | 2014 |  | Raum 8 | 11 | E1
2900643 | Day1 | 1 | Microscope | ZEISS | Primovert |  |  |  | Raum 8 | 11 | E1
2900644 | Day1 | 1 | CO2 Incubator | Thermo | HeraCell |  |  |  | Raum 8 | 11 | E1
2900645 | Day2 | 1 | Vortex | [5 empty] | Raum 8 | 11 | E1
2900646 | Day2 | 1 | Lab Stool | [5 empty] | Raum 8 | 11 | E1
2900647 | Day2 | 1 | Lab Stool | [5 empty] | Raum 8 | 11 | E1
2900648 | Day2 | 1 | Desk Telephone | AVAYA | J139 |  |  |  | Raum 8 | 11 | E1
2900649 | Day1 | 1 | Water Bath | VWR | VWB12 |  |  |  | Raum 8 | 11 | E1
2900650 | Day2 | 1 | Radio | GRUNDIG |  |  |  |  | Raum 8 | 11 | E1
2900651 | Day1 | 1 | Safety biological cabinet | KENDRO | HS 9 |  |  | Filters removed | Raum 8 | 11 | E1
2900652 | Day2 | 1 | Lab Stool | [5 empty] | Raum 8 | 11 | E1
2900653 | Day2 | 1 | Shelves | [5 empty] | Raum 8 | 11 | E1
2900654 | Day1 | 1 | Safety biological cabinet | BDK |  |  |  | Filters removed | Raum 8 | 11 | E1
2900655 | Day2 | 1 | Lab Stool | [5 empty] | Raum 8 | 11 | E1
2900656 | Day2 | 1 | Waste Bin | [5 empty] | Raum 8 | 11 | E1
2900657 | Day2 | 2 | Trolleys | [5 empty] | Raum 8 | 11 | E1
2900658 | Day2 | 1 | Waste Bin | [5 empty] | Raum 8 | 11 | E1
2900659 | Day1 | 1 | Fridge Freezer Combination | Liebherr | CPB |  |  |  | Raum 8 | 11 | E1
2900661 | Day1 | 1 | Freezer | Liebherr | GGU |  |  |  | Raum 8 | 11 | E1
2900663 | Day2 | 1 | Desk Telephone | AVAYA | J139 |  |  |  | Raum 7 | 11 | E1
2900664 | Day2 | 1 | Radio Alarm | GRUNDIG |  |  |  |  | Raum 7 | 11 | E1
2900665 | Day2 | 1 | Lab office stool | Simco |  |  |  |  | Raum 7 | 11 | E1
2900667 | Day1 | 1 | Microscope | ZEISS | Primovert |  |  |  | Raum 7 | 11 | E1
2900668 | Day2 | 1 | Mini Centrifuge |  | SPROUT |  |  |  | Raum 7 | 11 | E1
2900669 | Day2 | 1 | Waste Bin | [5 empty] | Raum 7 | 11 | E1
2900670 | Day2 | 1 | Vortex | [5 empty] | Raum 7 | 11 | E1
2900671 | Day2 | 1 | Vortex | VWR |  |  |  | P10 20 200 and P1000 | Raum 7 | 11 | E1
2900672 | Day2 | 4 | Pipettes |  |  |  |  | P10 20 200 and P1000 | Raum 7 | 11 | E1
2900674 | Day1 | 1 | Refrigerated Centrifuge | Thermo | Multifuge X3R |  | 2017 | TX-750 rotor and buckets | Raum 7 | 11 | E1
2900675 | Day1 | 1 | Refrigerator | Liebherr | FKU 1800 |  |  |  | Raum 7 | 11 | E1
2900676 | Day1 | 1 | Refrigerator | Liebherr | Kte 1740 |  |  |  | Raum 7 | 11 | E1
2900677 | Day1 | 1 | Safety biological cabinet | BDK |  |  |  | Filters removed | Raum 7 | 11 | E1
2900678 | Day2 | 1 | Lab Stool | [5 empty] | Raum 7 | 11 | E1
2900679 | Day1 | 1 | Safety biological cabinet | KENDRO | HS 12 |  |  | Filters removed | Raum 7 | 11 | E1
2900680 | Day2 | 1 | Lab Stool | [5 empty] | Raum 7 | 11 | E1
2900681 | Day2 | 1 | Trolley | [5 empty] | Raum 7 | 11 | E1
2900682 | Day2 | 1 | Trolley | [5 empty] | Raum 7 | 11 | E1
2900683 | Day1 | 1 | Vacuum Pump | INTEGRA | Vacusip with battery | 170286 |  |  | Raum 7 | 11 | E1
2900684 | Day1 | 1 | Water Bath | VWR | VWB12 |  |  |  | Raum 7 | 11 | E1
2900686 | Day1 | 1 | Freezer | Liebherr | GS1313 |  |  |  | Raum 7 | 11 | E1
2900687 | Day1 | 1 | Microscope | ZEISS | Primovert |  |  |  | Raum 7 | 11 | E1
2900688 | Day2 | 1 | Lab Stool | [5 empty] | Raum 7 | 11 | E1
2900689 | Day1 | 1 | CO2 Incubator | Thermo | Heracell 150i |  | 2017 | Thermo Scientific HERACell 150i CO2 Incubator, features include temperature range up to 55°C, sterilization cycle 90°C, 150-liter capacity, power supply 50/60 Hz, 230V, 2.5A, 0.58 kW, stainless steel construction, humidity control up to 90% RH at 37°C, infrared CO2 sensor. Category: Laboratory Incubator. Dimensions outside: 65.8 x 62.5 x 90 cm. Inside dimension 53 x 47 x 60,7 cm. Weight: 154 lbs (70 kg) . Order Code 51026280 | Raum 7 | 11 | E1
2900690 | Day1 | 1 | CO2 Incubator | Thermo | Heracell 150i |  | 2017 | Thermo Scientific HERACell 150i CO2 Incubator, features include temperature range up to 55°C, sterilization cycle 90°C, 150-liter capacity, power supply 50/60 Hz, 230V, 2.5A, 0.58 kW, stainless steel construction, humidity control up to 90% RH at 37°C, infrared CO2 sensor. Category: Laboratory Incubator. Dimensions outside: 65.8 x 62.5 x 90 cm. Inside dimension 53 x 47 x 60,7 cm. Weight: 154 lbs (70 kg) . Order Code 51026280 | Raum 7 | 11 | E1
2900691 | Day2 | 1 | Shelves | [5 empty] | Raum 7 | 11 | E1
2900692 | Day1 | 1 | Safety biological cabinet | HeraSafe |  |  |  | Filters removed | Raum 7 | 11 | E1
2900693 | Day2 | 1 | Lab Stool | [5 empty] | Raum 7 | 11 | E1
2900694 | Day2 | 1 | Trolley | [5 empty] | Raum 7 | 11 | E1
2900696 | Day2 | 1 | Waste Bin | [5 empty] | Raum 7 | 11 | E1
2900697 | Day1 | 1 | Laboratory Drying Oven | Binder | ED 240/E2 | #00-15564 |  | Binder ED 240/E2 Laboratory Drying Oven, 300°C Maximum Temperature, 220 V Power Supply, 2.70 kW Consumption, 8.5 cubic feet Capacity, Digital Control Panel, CE Certified, Includes Glass Bottles and Wire Shelving. Serial Number: #00-15564. Category: Laboratory Drying Oven Make: Binder Model: ED 240/E2 Type: Drying Oven Serial Number: #00-15564 Maximum Temperature: 300°C Power Supply: 220 V Power Consumption: 2.70 kW Interior Dimensions: Approximately 19.7 x 19.7 x 19.7 inches (50 x 50 x 50 cm) Exterior Dimensions: Approximately 35 x 29 x 29 inches (89 x 74 x 74 cm) Weight: Approximately 198 lbs (90 kg) Capacity: 8.5 cubic feet (240 liters) Shelves: 2 Shelves Features: Digital Control Panel, CE Certified Additional Accessories: Glass Bottles, Wire Shelving | Raum 6 | 11 | E1
2900699 | Day2 | 1 | Mobile Cupboard Unit |  |  |  |  | Mobile Drawer Unit and Cupboard unit , 1 drawer/1 cupboard. metal construction, Castors. Note: Contents included without garantee of completeness. 60cm x 60cm x 80cm | Raum 6 | 11 | E1
2900700 | Day2 | 1 | Hotplate Stirrer | Heidolph | MR 3001 | 08993789x0 |  | The Heidolph MR 3001 magnetic stirrer hotplate offers a speed range of 100-1250 rpm, operates on AC 230V, features dual control knobs for precise temperature and speed settings, and is manufactured in Germany. Serial Number: 08993789x0. Category: Laboratory Magnetic Stirrer Hotplate Make: Heidolph Model: MR 3001 Serial Number: 08993789x0 Power Supply: AC 230V Power Consumption: 625W Voltage: 230V Frequency: 50/60Hz Heating Power: Not Available Speed Range: 100-1250 rpm Temperature Range: 0-300°C Plate Material: Aluminum Dimensions: Approx. 8 x 7 x 5 inches (20 x 18 x 13 cm) Weight: Approx. 6 lbs (2.7 kg) Country of Manufacture: Germany | Raum 6 | 11 | E1
2900701 | Day1 | 1 | Water Filtration | Millipore | Milli-Q EQ 7000 | F3AB78653 | 2023 | Milli-Q EQ 7000 Water Purification System, Millipore, 100-240V 50-60Hz 350VA, Flow Rate 0.5 L/min, 18.2 MÎ©.cm at 25°C, Touchscreen Display, Dimensions 16.5 x 21.7 x 13.8 inches (42 x 55 x 35 cm), Weight 55 lbs (25 kg), Made in France, Serial: F3AB78653 Category: Water Purification System Make: Millipore Model: Milli-Q EQ 7000 Year: 2023 Serial Number: F3AB78653 Power Requirements: 100-240V, 50-60Hz, 350VA Flow Rate: 0.5 L/min Water Quality Output: 18.2 MÎ©.cm at 25°C Display/Interface: Touchscreen Display Dimensions: 16.5 x 21.7 x 13.8 inches (42 x 55 x 35 cm) Weight: 55 lbs (25 kg) Date of Manufacture: 09-Jan-2023 Country of Manufacture: Made in France Additional Features: QR Code on Device, Compact Design Certifications/Standards: UKCA, CE | Raum 6 | 11 | E1
2900703 | Day1 | 1 | Laboratory Dishwasher | MIELE | G 7783 Multitronic |  |  |  | Raum 6 | 11 | E1
2900704 | Day1 | 1 | Ice Machine | Scotsman | AF 103 AS | DL 1881 13 M |  | Scotsman AF 103 AS Ice Machine, nugget ice, 230/50/1 voltage, R 404A refrigerant, daily ice production capacity approximately 220 lbs (100 kg), storage capacity approximately 80 lbs (36 kg), dimensions 23.6 in x 24.6 in x 39 in (600 mm x 625 mm x 990 mm), serial number DL 1881 13 M. Category: Ice Machine Make: Scotsman Model: AF 103 AS Type: Ice Machine Serial Number: DL 1881 13 M Ice Type: Nugget Ice Daily Ice Production Capacity: Approximately 220 lbs (100 kg) Storage Capacity: Approximately 80 lbs (36 kg) Dimensions: 23.6 in x 24.6 in x 39 in (600 mm x 625 mm x 990 mm) Weight: Approximately 175 lbs (79 kg) Voltage: 230/50/1 Refrigerant Type: R 404A, 0.450 Kg Cooling System: Air-Cooled | Raum 6 | 11 | E1
2900705 | Day1 | 1 | Glassware | [5 empty] | Raum 6 | 11 | E1
2900706 | Day2 | 1 | Radio Alarm | GRUNDIG |  |  |  |  | Raum 6 | 11 | E1
2900707 | Day2 | 1 | Refuse waste bin. |  |  |  |  | Refuse waste bin. with Lid | Raum 6 | 11 | E1
2900708 | Day2 | 2 | Refuse waste bin. | [5 empty] | Raum 6 | 11 | E1
2900709 | Day2 | 1 | Foldable Trolley | CLAX |  |  |  |  | Raum 6 | 11 | E1
2900710 | Day1 | 1 | Autoclave/Sterilizer | HP Medizintechnik GmbH | VARIOKLAV 135 S | 18072718 | 2018 | This HP Medizintechnik VARIOKLAV 135 S Autoclave features a 135L chamber, maximum pressure of 3 bar, maximum temperature of 140°C, water consumption of 6.9 kg per cycle, CE Certification, Made in Germany, next maintenance due 2024, Serial Number: 18072718. Category: Autoclave/Sterilizer Make: HP Medizintechnik GmbH Model: VARIOKLAV 135 S Type: Dampsterilisator (Steam Sterilizer) Serial Number: 18072718 Year: 2018 Chamber Volume: 135 L Maximum Pressure: 3 bar Maximum Temperature: 140°C Power Supply: 230 V, 50/60 Hz (commonly used for similar models) Water Consumption: 6.9 kg/cycle Country of Manufacture: Germany | Raum 6 | 11 | E1
2900711 | Day2 | 1 | Dipping pan | [5 empty] | Raum 6 | 11 | E1
2900713 | Day2 | 2 | Dipping Pan | [5 empty] | Raum 6 | 11 | E1
2900714 | Day2 | 1 | Lab Stool | [5 empty] | Raum 6 | 11 | E1
2900715 | Day2 | 1 | Step Stool | [5 empty] | Raum 6 | 11 | E1
2900716 | Day1 | 1 | Water Purification | Millipore | SDS 350 tank + pump |  |  |  | Raum 6 | 11 | E1
2900717 | Day1 | 1 | Water Purification | Merck | Elix 15 UV |  |  | Merck Elix 15 UV Laboratory Water Purification System, 15 L/day Capacity, Reverse Osmosis and UV Technology, Digital LCD Display, Essential Mode, Programmable Settings, Progard TS2 Filter, Power: 100-230 V, 50/60 Hz. Category: Laboratory Water Purification System Make: Merck Model: Elix 15 UV Type: Laboratory Water Purification System Serial Number: Not Available Capacity: 15 L/day Purification Method: Reverse Osmosis and UV Technology Dimensions: Approx. 20 x 12 x 15 inches (50 x 30 x 38 cm) Weight: Approx. 40 lbs (18 kg) Power Requirements: 100-230 V, 50/60 Hz Display Type: Digital LCD Display Additional Features: Essential Mode, Programmable Settings, Progard TS2 Filter Year of Manufacture: Not Available | Raum 6 | 11 | E1
2900718 | Day1 | 1 | Water Purification | Elix | Essential |  |  | Elix Essential Laboratory Water Purification System, 0.2 MB cm output, digital display, typical water quality 15 MΩ·cm, power requirements 100-240 V, 50/60 Hz, approximate dimensions 26.4 x 16.5 x 21.7 inches (67 x 42 x 55 cm), weight 57 lbs (26 kg), filter type includes pretreatment, reverse osmosis, and deionization cartridges. Category: Laboratory Water Purification System Make: Elix Model: Essential Type: Laboratory Water Purification System Serial Number: Not Available Water Production Rate: 0.2 MB cm Water Quality: Typically 15 MΩ·cm Power Requirements: 100-240 V, 50/60 Hz Dimensions: Approximately 26.4 x 16.5 x 21.7 inches (67 x 42 x 55 cm) Weight: Approximately 57 lbs (26 kg) Installation Requirements: Requires connection to tap water and drainage Display Type: Digital Filter Type: Pretreatment, reverse osmosis, and deionization cartridges Maintenance Frequency: Cartridge replacement every 6 months | Raum 6 | 11 | E1
2900719 | Day2 | 1 | Water Pump | Grundfos | MQ3-35 B | SN0689822 |  | Grundfos MQ3-35 B water pump, electric, 50 Hz, approximately 1 HP, max flow rate 22 GPM, inlet/outlet size 1 inch, max temperature 35°C, insulation class B, protection rating IP54, dimensions approximately 12.6 x 8.7 x 6.7 inches, weight approximately 28 lbs, made in Italy, SN0689822. Category: Water Pump Make: Grundfos Model: MQ3-35 B Year: undefined Serial Number: SN0689822 Power Source: Electric Voltage: 220-240V Frequency: 50 Hz Horsepower: Approximately 1 HP Max Pressure: 0.7 MPa (7.5 bar) Max Flow Rate: Approximately 22 GPM (5 mÂ³/h) Inlet/Outlet Size: 1 inch Max Temperature: 35°C Insulation Class: Class B Protection Rating (IP): IP54 Dimensions: Approximately 12.6 x 8.7 x 6.7 inches (320 x 220 x 170 mm) Weight: Approximately 28 lbs (12.7 kg) Country of Manufacture: Made in Italy | Raum 6 | 11 | E1
2900720 | Day2 | 2 | Furniture roller | [5 empty] | Raum 6 | 11 | E1
2900721 | Day1 | 1 | Drying and Heating Oven | Binder | FD 115 | 2.017E+12 |  | Binder FD 115 Drying and Heating Oven, nominal temperature of 300°C, 4.1 cu ft (116 L) capacity, interior dimensions 20.1 x 15.7 x 18.9 in, power requirements 230 V / 50-60 Hz, compliance with CE and EAC certifications, safety standard DIN 12880, Serial No. 2017000005656. Category: Drying and Heating Oven Make: Binder Model: FD 115 Type: Drying and Heating Oven Serial Number: 2017000005656 Weight: Approximately 144 lbs (65 kg) Year of Manufacture: 2017 | Raum 6 | 11 | E1
2900722 | Day2 | 1 | Lab Workbench |  |  |  |  | Lab Workbench. Note: Not the table as fixed on the wall with silicon!. | Raum 6 | 11 | E1
2900723 | Day2 | 1 | Biohazard Waste Container | Rubbermaid | Brute |  |  |  | Raum 6 | 11 | E1
2900724 | Day2 | 1 | Biohazard Waste Container | Rubbermaid | Brute |  |  |  | Raum 6 | 11 | E1
2900725 | Day2 | 1 | Office Cabinet with glassware |  |  |  |  | Dimension 150x66x210 | Raum 6 | 11 | E1
2900726 | Day2 | 1 | 2-steps A-Frame ladder | HAILO | Klettermax |  |  | 2-steps A-Frame ladder - Top step Height = 47cm | Raum 6 | 11 | E1
2900727 | Day2 | 1 | Biohazard Waste Container |  |  |  |  | Biohazard Waste Container (120 litres) | Flur | 11 | Labortrakt 2
2900728 | Day2 | 1 | Refuse Bag Holder | [5 empty] | Flur | 11 | Labortrakt 2
2900730 | Day2 | 1 | Step stool | [5 empty] | Flur | 11 | Labortrakt 2
2900734 | Day2 | 1 | Files Cabinet | [5 empty] | Flur | 11 | Labortrakt 2
2900735 | Day2 | 1 | Sideboard |  |  |  |  | Sideboard. Dims 160x72x42CM | Flur | 11 | Labortrakt 2
2900736 | Day2 | 2 | Biohazard Waste Container | Rubbermaid | Brute |  |  |  | Flur | 11 | Labortrakt 2
2900737 | Day2 | 1 | Gas Bottle Truck | [5 empty] | Flur | 11 | Labortrakt 2
2900739 | Day2 | 1 | Storage unit | [5 empty] | Lab 11 NGS | 11 | Labortrakt 2
2900740 | Day1 | 1 | Automated Liquid Handling System | Tecan | Freedom EVO | 150900573 | 2015 | Tecan Freedom EVO Automated Liquid Handling System, Power Requirements: 100-240 V, 50/60 Hz, Software: EVOware, Connectivity: USB, Ethernet, Accessories: Computer workstation, HP tower, Network cables, Storage bins. Category: Automated Liquid Handling System Make: Tecan Model: Freedom EVO Year: 2015 Serial Number: 150900573 Ethernet Accessories Included: Computer workstation, HP tower, Network cables, Storage bins | Lab 11 NGS | 11 | Labortrakt 2
2900741 | Day2 | 2 | Lab Stool | [5 empty] | Lab 11 NGS | 11 | Labortrakt 2
2900742 | Day2 | 1 | Pipettes Set | Eppendorf | Reference 2 | 134027 |  | (6) x Eppendorf Reference 2 Adjustable Pipette Set, includes pipettes with volume ranges of 2.5,10,20,100,200,1000uL | Lab 11 NGS | 11 | Labortrakt 2
2900743 | Day2 | 5 | Multi-channels Pipettes |  |  | Various (133858, 134021) |  | (5) x Rainin MPP48 & MPP97 Multichannel Pipettes, volume range 20-300 µL, 8 & 12 channels, accuracy ±1%, precision ±0.6%, ergonomic design, easy volume adjustment, calibration date 2024-06, Serial Numbers: 133858, 134021. Category: Multichannel Pipettes Make: Rainin Model: MPP48, MPP97 Type: Manual Multichannel Pipette Serial Number: Various (133858, 134021) Volume Range: 20-300 µL Channels: 8 and 12 Accuracy: ±1% Precision: ±0.6% Material: Polypropylene and Stainless Steel Compatibility: LTS Calibration Date: 2024-06 Dimensions: Approximately 10 inches (25.4 cm) in length Weight: Approximately 0.5 lbs (0.23 kg) Additional Features: Ergonomic design, easy volume adjustment | Lab 11 NGS | 11 | Labortrakt 2
2900744 | Day1 | 1 | Centrifuge |  |  | 069132 |  | Microcentrifuge, 6,000 RPM, dual voltage 110V/AC and 220V/AC, UK plug, typically measures around 8 x 8 x 6 inches (20 x 20 x 15 cm), typically weighs around 4 lbs (1.8 kg), made in Taiwan, Serial Number: 069132. Category: Microcentrifuge Serial Number: 069132 Speed (RPM): 6,000 RPM Voltage: 110V/AC, 220V/AC Country of Manufacture: Taiwan | Lab 11 NGS | 11 | Labortrakt 2
2900745 | Day1 | 1 | Thermal Cycler | Eppendorf | Mastercycler nexus eco | 6332FQ413138 |  | Eppendorf Mastercycler Nexus Eco Thermal Cycler, Peltier-based heating/cooling technology, 96-well block format, max block temperature 99°C, temperature range 4°C to 99°C, temperature uniformity ±0.6°C, temperature accuracy ±0.2°C, ramp rate 3°C/sec, 700 programs, ethernet and USB connectivity, dimensions 10.2 x 16.5 x 9.8 inches (26 x 42 x 25 cm), weight 20 lbs (9 kg), additional features include flexlid concept and gradient function, Serial Number: 6332FQ413138. Category: Thermal Cycler Make: Eppendorf Model: Mastercycler nexus eco Serial Number: 6332FQ413138 Power Requirements: 200-240 V / 50-60 Hz Max Power Consumption: 700 W Voltage/Frequency: 200-240 V / 50-60 Hz Heating/Cooling Technology: Peltier-based Block Format: 96-well block Max Block Temperature: 99°C Temperature Range: 4°C to 99°C Temperature Uniformity: ±0.6°C Temperature Accuracy: ±0.2°C Ramp Rate: 3°C/sec Number of Programs: 700 Display Type: LCD Connectivity Options: Ethernet,USB Dimensions (W x D x H): 10.2 x 16.5 x 9.8 inches (26 x 42 x 25 cm) Weight: 20 lbs (9 kg) Additional Features: Flexlid concept, gradient function | Lab 11 NGS | 11 | Labortrakt 2
2900746 | Day1 | 1 | Thermal Cycler | Eppendorf | Mastercycler flexlid TC16 | 6333FP713086 |  | Eppendorf Mastercycler flexlid TC16 Thermal Cycler, 96-well, 4°C to 99°C, Digital Display, Keypad Interface, 200-240V 50-60Hz 700W, Manufactured in Hamburg, Germany, Additional Features include Flexlid Technology, Serial Number: 6333FP713086. Category: Thermal Cycler Make: Eppendorf Model: Mastercycler flexlid TC16 Serial Number: 6333FP713086 Capacity: 96-well plate (based on typical models) Block Format: 96-well Temperature Range: 4°C to 99°C (based on typical models) Heating Rate: Up to 5°C per second (based on typical models) Cooling Rate: Up to 5°C per second (based on typical models) Ramp Rate: 5°C per second (based on typical models) Display Type: Digital Interface: Keypad Power Requirements: 200-240V, 50-60Hz, 700W Dimensions: Approximately 10 x 9 x 15 inches (25.4 x 22.9 x 38.1 cm) Weight: Approximately 20 lbs (9 kg) Manufacture Location: Hamburg, Germany Additional Features: Flexlid technology Patent Numbers: 6,210,958; 6,767,512; 7,047,367; 8,722,394 | Lab 11 NGS | 11 | Labortrakt 2
2900747 | Day1 | 1 | Fragment Analyzer | Advanced Analytical Technologies | Fragment Analyzer | 2976 |  | Featuring Advanced Analytical Technologies' Fragment Analyzer, model Dell Optiplex 3020, Ethernet and USB connectivity, Intel Core i5 processor, Windows 10 Pro, 8 GB RAM, 500 GB hard drive, Dell 22 inch monitor, Serial number: 2976. Category: Laboratory Equipment Make: Advanced Analytical Technologies Model: Fragment Analyzer Type: Laboratory Equipment Serial Number: 2976 PC Model: Dell Optiplex 3020 PC Serial Number: Not Available Manufacturer: Advanced Analytical Technologies Year of Manufacture: Approximate 2017 Dimensions: Approximately 18 x 22 x 14 inches (45.7 x 55.9 x 35.6 cm) Weight: Approximately 90 lbs (40.8 kg) Input Voltage: Typically 100-240V AC, 50/60Hz | Lab 11 NGS | 11 | Labortrakt 2
2900748 | Day1 | 1 | Fluorometer | Invitrogen | Qubit 3.0 | 2321606698 | 2016 | Invitrogen Qubit 3.0 Fluorometer, Digital Touchscreen, USB Connectivity, External Power Adapter, Year of Manufacture: 2016, Pre-programmed assays for DNA, RNA, and protein quantitation, Serial: 2321606698 Serial Number: 2321606698 | Lab 11 NGS | 11 | Labortrakt 2
2900749 | Day1 | 1 | Light Cabinet | Grant-bio | UVT-B-AR | 040101920T0018 |  | Grant-bio UVT-B-AR UV-Cabinet for PCR Operations, featuring UV-Light Time Controller, Visible Light, UV Recirculator/UV Light, dimensions 39.4 x 23.6 x 29.5 inches (100 x 60 x 75 cm), weight 110 lbs (50 kg), Version V3.6F, Fuse M 3.15A, made in EU by Grant Instruments Ltd, England, Serial Number 040101920T0018. Category: UV-Cabinet for PCR Operations Make: Grant-bio Model: UVT-B-AR Year: Not specified Serial Number: 040101920T0018 Supply Voltage: 100-240V Frequency: 50/60 Hz Power Consumption: 67W Dimensions: 39.4 x 23.6 x 29.5 inches (100 x 60 x 75 cm) Weight: 110 lbs (50 kg) Features: UV-Light Time Controller, Visible Light, UV Recirculator/UV Light Version: V3.6F Manufactured In: Made in EU, Grant Instruments Ltd, England | Lab 11 NGS | 11 | Labortrakt 2
2900750 | Day2 | 1 | Laboratory Storage Cabinet |  |  |  |  | Laboratory Storage Cabinet, grey, dimensions approx. 26 inches x 18 inches x 22 inches (66 cm x 45.72 cm x 55.88 cm), made of metal, typically weighs around 50 lbs (22.68 kg), equipped with a key lock, drawer handles. Category: Laboratory Storage Cabinet Weight: Typically around 50 lbs (22.68 kg) | Lab 11 NGS | 11 | Labortrakt 2
2900751 | Day2 | 1 | Step Stool | [5 empty] | Lab 11 NGS | 11 | Labortrakt 2
2900752 | Day1 | 1 | DNA Sequencing Machine | Illumina | MiSeq | M03231 | 2014 | Illumina MiSeq DNA Sequencing Machine, Model M03231, Sequencing by Synthesis, Maximum Read Length: 2x300 bp, Sample Throughput: Up to 25 million reads per run, Run Time: As low as 4 hours, Dimensions: 23.6 x 20.1 x 18.1 inches (60 x 51 x 46 cm), Weight: 125 lbs (56.7 kg), Power Requirements: 100-240V AC, 50/60 Hz, 10A, MiSeq Control Software, Accessories Included: Fujitsu UPS, Cherry Keyboard. Serial Number: M03231. Category: DNA Sequencing Machine Make: Illumina Model: MiSeq Type: DNA Sequencing Machine Serial Number: M03231 Sequencing Technology: Sequencing by Synthesis (SBS) Maximum Read Length: 2x300 bp Sample Throughput: Up to 25 million reads per run Dimensions: Approx. 23.6 x 20.1 x 18.1 inches (60 x 51 x 46 cm) Weight: Approx. 125 lbs (56.7 kg) Power Requirements: 100-240V AC, 50/60 Hz, 10A Software Included: MiSeq Control Software | Lab 11 NGS | 11 | Labortrakt 2
2900753 | Day1 | 1 | Centrifuge | Eppendorf | 5804 | 5804GA685533 |  | Eppendorf 5804 Centrifuge, Max Capacity: 4 x 100 ml, Power Requirements: 230V, 6A, 50-60Hz, 900W, Dimensions: 24 x 17 x 13 in (61 x 43 x 33 cm), Weight: 143 lbs (65 kg), Rotor Type: Swing-bucket or fixed-angle, Programming Features: Timed operation, speed, and RCF settings, Display Type: Digital, Noise Level: Approx. 60 dB, Safety Features: Automatic rotor recognition, imbalance detection, Made in Germany, Serial Number: 5804GA685533. Category: Laboratory Centrifuge Make: Eppendorf Model: 5804 Type: Centrifuge Serial Number: 5804GA685533 Max Capacity: 4 x 100 ml Max Speed (RPM): 14,000 RPM Max RCF (x g): 21,450 x g Power Requirements: 230V, 6A, 50-60Hz, 900W Dimensions (W x D x H): 24 x 17 x 13 in (61 x 43 x 33 cm) Weight: 143 lbs (65 kg) Rotor Type: Swing-bucket or fixed-angle Programming Features: Timed operation, speed, and RCF settings Display Type: Digital Noise Level: Approx. 60 dB Safety Features: Automatic rotor recognition, imbalance detection Country of Manufacture: Germany | Lab 11 NGS | 11 | Labortrakt 2
2900754 | Day2 | 1 | Lab Refrigerator | Liebherr | FKU 1800 |  |  | This Liebherr FKU 1800 Laboratory Refrigerator, 180 Litre capacity. 220-240 V, 50 Hz, | Lab 11 NGS | 11 | Labortrakt 2
2900756 | Day2 | 1 | Lab Freezer | Liebherr | GN 4115 Index 20B/1 | 31.331.226.0 |  | Liebherr GN 4115 Upright Freezer, featuring a 309-litre capacity, energy efficiency rated. | Lab 11 NGS | 11 | Labortrakt 2
2900757 | Day2 | 1 | Lab Stool |  |  |  | 2017 | Article 20007122 | Lab13 Robotics | 11 | Labortrakt 2
2900758 | Day1 | 1 | CO2 Incubator | Thermo Scientific | Heracell 150i | 42122534 | 2017 | Thermo Scientific HERACell 150i CO2 Incubator, features include temperature range up to 55°C, sterilization cycle 90°C, 150-liter capacity, power supply 50/60 Hz, 230V, 2.5A, 0.58 kW, stainless steel construction, humidity control up to 90% RH at 37°C, infrared CO2 sensor. Category: Laboratory Incubator. Dimensions outside: 65.8 x 62.5 x 90 cm. Inside dimension 53 x 47 x 60,7 cm. Weight: 154 lbs (70 kg) . Order Code 51026280 | Lab13 Robotics | 11 | Labortrakt 2
2900759 | Day2 | 1 | Refrigerator | Liebherr | UKU 1800 index 20F |  |  |  | Lab13 Robotics | 11 | Labortrakt 2
2900760 | Day1 | 1 | Cell Sorter (4 Laser) | SONY | LE-SH800 | 4002652 | 2017 | four collinear excitation lasers (488 nm, 405nm, 561nm and 638nm) and six fluorescence detectors. Aerosol Management System EDGE SYSTEM. Come with BIOMAT 2 Biological Safety Cabinet. DELL PC Optiflex 5000. Dongle not confirmed !!! Please inquiry for the DONGLE if required | Lab13 Robotics | 11 | Labortrakt 2
2900761 | Day2 | 1 | Laboratory rolling container | [5 empty] | Lab13 Robotics | 11 | Labortrakt 2
2900762 | Day2 | 1 | Lab Stool |  | 20007110 |  | 2017 |  | Lab13 Robotics | 11 | Labortrakt 2
2900763 | Day1 | 1 | Rolling Container | [5 empty] | Lab13 Robotics | 11 | Labortrakt 2
2900764 | Day2 | 1 | Vortex | Heidolph | Reax Top |  |  |  | Lab13 Robotics | 11 | Labortrakt 2
2900765 | Day1 | 1 | Pure Water System | Millipore | Elix Advantage 3 | F6HA77970 |  | Cartridge changed on 6/2025 | Lab13 Robotics | 11 | Labortrakt 2
2900766 | Day1 | 1 | Pure Water System | Millipore | Elix Advantage 3 | F7EA03306 | 2017 | Cartridge changed on 6/2025. REF ZRXV003T0 | Lab13 Robotics | 11 | Labortrakt 2
2900767 | Day1 | 1 | Robotic Liquid Handler | Tecan | Fredom Evo-2 200 Base | 1705007400 | 2017 | equiped with TECAN MCA 96 arm dispenser. Plate Washer TECAN HYDROSPEED | Lab13 Robotics | 11 | Labortrakt 2
2900768 | Day1 | 1 | Refrigerated/Heated Circulator | JULABO | F25 - MA |  |  |  | Lab13 Robotics | 11 | Labortrakt 2
2900769 | Day1 | 1 | High-Throughput Automated Mammalian Cells Imager/Analyzer | Molecular Devices | CloneSelect Imager | CSI8016 | 2017 |  | Lab13 Robotics | 11 | Labortrakt 2
2900770 | Day2 | 1 | Lab Stool | SIMO |  |  |  |  | Lab13 Robotics | 11 | Labortrakt 2
2900771 | Day1 | 1 | Automated Incubators | Thermofisher | CYTOMAT 10 C | 42131139 | 2017 | Temperature Range: Ambient +10C to 50C; Relative Humidity: 98% at 37C. 230V/50-60Hz | Lab13 Robotics | 11 | Labortrakt 2
2900772 | Day1 | 1 | Automated Incubators | Thermofisher | CYTOMAT 10 Hotel |  |  |  | Lab13 Robotics | 11 | Labortrakt 2
2900773 | Day1 | 1 | Robot Accessible Microplate Centrifuge | AGILENT | 05187-003 | SGS16MCF25104 | 2016 |  | Lab13 Robotics | 11 | Labortrakt 2
2900774 | Day2 | 1 | Lab Stool | SIMO |  |  |  |  | Lab13 Robotics | 11 | Labortrakt 2
2900775 | Day1 | 1 | Robotic Liquid Handler | Tecan | Fredom Evo 200 Base | 1509003192 | 2015 | equiped with TECAN MCA 96 arm dispenser. Plate Washer TECAN HYDROSPEED (2015) | Lab13 Robotics | 11 | Labortrakt 2
2900776 | Day1 | 1 | Refrigerated/Heated Circulator | JULABO | F25 - MA |  |  |  | Lab13 Robotics | 11 | Labortrakt 2
2900777 | Day1 | 1 | High-Throughput Automated Mammalian Cells Imager/Analyzer | Molecular Devices | CloneSelect Imager | CSI6044 | 2015 |  | Lab13 Robotics | 11 | Labortrakt 2
2900778 | Day1 | 1 | Automated Incubators | Thermofisher | CYTOMAT 10 C | 41852152 | 2015 | Temperature Range: Ambient +10C to 50C; Relative Humidity: 98% at 37C. 230V/50-60Hz | Lab13 Robotics | 11 | Labortrakt 2
2900779 | Day1 | 1 | Automated Incubators | Thermofisher | CYTOMAT 10 Hotel |  |  |  | Lab13 Robotics | 11 | Labortrakt 2
2900780 | Day1 | 1 | Robot Accessible Microplate Centrifuge | AGILENT | 05187-003 | SGS15MCF23802 | 2015 |  | Lab13 Robotics | 11 | Labortrakt 2
2900781 | Day1 | 1 | Barrel Pump | LUTZ | B2 Vario |  |  |  | Lab13 Robotics | 11 | Labortrakt 2
2900782 | Day1 | 1 | Biological Safety Cabinet, Class 2 | KENDRO | HS 9 |  |  | Filters removed | Lab13 Robotics | 11 | Labortrakt 2
2900783 | Day2 | 1 | Lab Stool | VWR |  |  |  |  | Lab13 Robotics | 11 | Labortrakt 2
2900784 | Day1 | 1 | Cell Sorter | BD | FACSAria Fusion | 2014 |  |  | Lab13 Robotics | 11 | Labortrakt 2
2900785 | Day1 | 1 | CO2 Incubator | Thermo Scientific | Heracell 150i | 42132535 | 2017 | Thermo Scientific HERACell 150i CO2 Incubator, features include temperature range up to 55°C, sterilization cycle 90°C, 150-liter capacity, power supply 50/60 Hz, 230V, 2.5A, 0.58 kW, stainless steel construction, humidity control up to 90% RH at 37°C, infrared CO2 sensor. Category: Laboratory Incubator. Dimensions outside: 65.8 x 62.5 x 90 cm. Inside dimension 53 x 47 x 60,7 cm. Weight: 154 lbs (70 kg) . Order Code 51026280 | Lab13 Robotics | 11 | Labortrakt 2
2900786 | Day2 | 1 | Refrigerator | Liebherr | FKU 1800 |  |  |  | Lab13 Robotics | 11 | Labortrakt 2
2900787 | Day2 | 2 | Lab Stool | [5 empty] | Lab13 Robotics | 11 | Labortrakt 2
2900788 | Day1 | 1 | Class II, type A2 BioSafety Cabinet | BAKER | BD400 | 2014 |  |  | Lab13 Robotics | 11 | Labortrakt 2
2900789 | Day1 | 1 | Refrigerated/Heated Circulator | Thermo Scientific | Haake A10 / SC100 |  |  |  | Lab13 Robotics | 11 | Labortrakt 2
2900790 | Day2 | 1 | Vortex | Heidolph | Reax Top |  |  |  | Lab13 Robotics | 11 | Labortrakt 2
2900791 | Day1 | 1 | Ultrasonic Cleaner/Heater | VWR | USC300TH |  |  |  | Lab13 Robotics | 11 | Labortrakt 2
2900794 | Day2 | 1 | Undercounter Freezer | Liebherr | GGU 1500 index 21R |  |  |  | Labor 14 | 11 | Labortrakt 2
2900795 | Day1 | 1 | CO2 Incubator | Thermo Scientific | Heracell 150i | 42101593 | 2017 | Thermo Scientific HERACell 150i CO2 Incubator, features include temperature range up to 55°C, sterilization cycle 90°C, 150-liter capacity, power supply 50/60 Hz, 230V, 2.5A, 0.58 kW, stainless steel construction, humidity control up to 90% RH at 37°C, infrared CO2 sensor. Category: Laboratory Incubator. Dimensions outside: 65.8 x 62.5 x 90 cm. Inside dimension 53 x 47 x 60,7 cm. Weight: 154 lbs (70 kg) . Order Code 51026280 | Labor 14 | 11 | Labortrakt 2
2900796 | Day1 | 1 | CO2 Incubator | Thermo Scientific | Heracell 150i | 42090362 | 2017 | Thermo Scientific HERACell 150i CO2 Incubator, features include temperature range up to 55°C, sterilization cycle 90°C, 150-liter capacity, power supply 50/60 Hz, 230V, 2.5A, 0.58 kW, stainless steel construction, humidity control up to 90% RH at 37°C, infrared CO2 sensor. Category: Laboratory Incubator. Dimensions outside: 65.8 x 62.5 x 90 cm. Inside dimension 53 x 47 x 60,7 cm. Weight: 154 lbs (70 kg) . Order Code 51026280 | Labor 14 | 11 | Labortrakt 2
2900797 | Day1 | 1 | Biological Safety Cabinet, Class 2 | Thermo Scientific | KS 18 |  | 2017 | Filters removed | Labor 14 | 11 | Labortrakt 2
2900798 | Day2 | 1 | Lab Stool | [5 empty] | Labor 14 | 11 | Labortrakt 2
2900799 | Day2 | 1 | Lab Stool | [5 empty] | Labor 14 | 11 | Labortrakt 2
2900800 | Day2 | 1 | Mobile Storage unit | [5 empty] | Labor 14 | 11 | Labortrakt 2
2900801 | Day1 | 1 | Water Bath | GRANT | WB12L |  |  | 220-230V 50/60Hz | Labor 14 | 11 | Labortrakt 2
2900802 | Day1 | 1 | Electroporation System | Bio-Rad | GenePulser Xcell | 617BR11411 |  | Bio-Rad GenePulser Xcell Electroporation System, includes CE Module, PC Module, input voltage 100-120/220-240V, max current 2A, frequency 50/60 Hz, LCD display, membrane keypad with numeric and function keys, USB and RS-232 connectivity, programmable settings, automatic shutdown. Serial Number: 617BR110174. Category: Electroporation System Make: Bio-Rad Model: GenePulser Xcell Type: Electroporation System Serial Number: 617BR110174 Input Voltage: 100-120/220-240V Max Current: 2A Frequency: 50/60 Hz Modules Included: CE Module,PC Module Display Type: LCD Keypad Type: Membrane keypad with numeric and function keys Connectivity Options: USB,RS-232 Dimensions: Approximately 15 x 10 x 5 inches (38 x 25 x 13 cm) Weight: Approximately 10 lbs (4.5 kg) Additional Features: Programmable settings,automatic shutdown Accessories Included: Green button/switch accessory | Labor 14 | 11 | Labortrakt 2
2900803 | Day2 | 1 | Lab Stool | [5 empty] | Labor 14 | 11 | Labortrakt 2
2900804 | Day2 | 1 | Lab Stool | [5 empty] | Labor 14 | 11 | Labortrakt 2
2900805 | Day1 | 1 | Biological Safety Cabinet, Class 2 | Thermo Scientific | KS 18 |  | 2017 | including 8 manual pipettes and one electronic PipetteGirl, Filters removed | Labor 14 | 11 | Labortrakt 2
2900806 | Day1 | 1 | Centrifuge | Thermo Fisher | Heraus Multifuge X3 | 42080680 | 2017 | with TX-750 rotor and buckets holder (x18) | Labor 14 | 11 | Labortrakt 2
2900807 | Day1 | 1 | Metal 2-drawers cabinet for Centrifuge | Thermo Scientific |  |  |  | 74*65*60cm | Labor 14 | 11 | Labortrakt 2
2900808 | Day1 | 1 | CO2 Incubator | Thermo Scientific | Heracell 150i | 42090365 | 2017 | Thermo Scientific HERACell 150i CO2 Incubator, features include temperature range up to 55°C, sterilization cycle 90°C, 150-liter capacity, power supply 50/60 Hz, 230V, 2.5A, 0.58 kW, stainless steel construction, humidity control up to 90% RH at 37°C, infrared CO2 sensor. Category: Laboratory Incubator. Dimensions outside: 65.8 x 62.5 x 90 cm. Inside dimension 53 x 47 x 60,7 cm. Weight: 154 lbs (70 kg) . Order Code 51026280 | Labor 14 | 11 | Labortrakt 2
2900809 | Day1 | 1 | CO2 Incubator | Thermo Scientific | Heracell 150i | 42094199 | 2017 | Thermo Scientific HERACell 150i CO2 Incubator, features include temperature range up to 55°C, sterilization cycle 90°C, 150-liter capacity, power supply 50/60 Hz, 230V, 2.5A, 0.58 kW, stainless steel construction, humidity control up to 90% RH at 37°C, infrared CO2 sensor. Category: Laboratory Incubator. Dimensions outside: 65.8 x 62.5 x 90 cm. Inside dimension 53 x 47 x 60,7 cm. Weight: 154 lbs (70 kg) . Order Code 51026280 | Labor 14 | 11 | Labortrakt 2
2900810 | Day1 | 1 | Biological Safety Cabinet, Class 2 | Thermo Scientific | KS 12 | 42208746 | 2017 | including one electronic PipetteGirl, Filters removed | Labor 14 | 11 | Labortrakt 2
2900811 | Day2 | 1 | Lab Stool | [5 empty] | Labor 14 | 11 | Labortrakt 2
2900812 | Day2 | 1 | Mobile Storage unit | [5 empty] | Labor 14 | 11 | Labortrakt 2
2900813 | Day1 | 1 | Centrifuge | SIGMA | 4-16KS | 153047 | 2014 | with rotor and buckets, including rolling container with centrifuges spares, grease and rotor Allen Key | Labor 14 | 11 | Labortrakt 2
2900814 | Day2 | 1 | Waste bin |  |  |  |  | 73x66xx30cm | Labor 14 | 11 | Labortrakt 2
2900816 | Day2 | 1 | Step stool | [5 empty] | Labor 14 | 11 | Labortrakt 2
2900817 | Day2 | 1 | Lab Stool | VWR |  |  |  |  | Labor 14 | 11 | Labortrakt 2
2900818 | Day1 | 1 | Set of Pippettes | Eppendorf / Sartorius | Research Plus / F2 |  |  | 4 single channel pipettes (P10, 20 , 200, 1000) and one 8 channels pipettes | Labor 14 | 11 | Labortrakt 2
2900819 | Day1 | 1 | Inverted Microscope | ZEISS | Primovert | 3841010163 |  | 40x, 4x, 20x, 10x | Labor 14 | 11 | Labortrakt 2
2900820 | Day1 | 1 | Refrigerated Centrifuge | Thermo Fisher | Heraus Multifuge X3R | 42139933 | 2017 | TX-750 rotor and buckets | Labor 14 | 11 | Labortrakt 2
2900821 | Day1 | 1 | Undercounter Refrigerator | Liebherr | FKU 1800 |  |  |  | Labor 14 | 11 | Labortrakt 2
2900822 | Day1 | 1 | Centrifuge | Thermo Fisher | Heraus Multifuge X3 | 42080679 | 2017 | with TX-750 rotor and buckets holder | Labor 14 | 11 | Labortrakt 2
2900823 | Day1 | 1 | Undercounter Refrigerator | Liebherr | FKU 1800 |  |  |  | Labor 14 | 11 | Labortrakt 2
2900824 | Day1 | 1 | Inverted Microscope | ZEISS | Primovert |  |  | 40x, 4x, 20x, 10x | Labor 14 | 11 | Labortrakt 2
2900825 | Day2 | 1 | Lab Stool |  |  |  | 2017 |  | Labor 14 | 11 | Labortrakt 2
2900826 | Day1 | 1 | Set of Pippettes | Eppendorf / Sartorius | Research Plus / F2 |  |  | 4 single channel pipettes (P20, 20 , 20, 200) and two 8 channels pipettes | Labor 14 | 11 | Labortrakt 2
2900827 | Day2 | 1 | Vortex | Heidolph | Reax Top |  |  |  | Labor 14 | 11 | Labortrakt 2
2900828 | Day2 | 1 | Minifuge | VWR | MiniStar |  |  |  | Labor 14 | 11 | Labortrakt 2
2900829 | Day2 | 1 | Minifuge | VWR | MiniStar |  |  |  | Labor 14 | 11 | Labortrakt 2
2900830 | Day1 | 1 | Refrigerated Centrifuge | Thermo | Fresco21 | 42105382 | 2017 |  | Labor 14 | 11 | Labortrakt 2
2900831 | Day2 | 1 | Lab Stool | [5 empty] | Labor 14 | 11 | Labortrakt 2
2900834 | Day2 | 1 | Vortex |  | GENIE 2 |  |  |  | lab 2 | 15 | EG
2900835 | Day1 | 1 | Refrigerated Centrifuge | EPPENDORF | 5804R | 5805iq972871 |  | with Rotor A-4-44 | lab 2 | 15 | EG
2900836 | Day1 | 1 | High-throughput microfluidic instrument | 10x GENOMICS | Chromium Controler GCG-SR-1 | 12143 | 2019 | single cell partitioning and barcoding | lab 2 | 15 | EG
2900837 | Day2 | 1 | Step stool | [5 empty] | lab 2 | 15 | EG
2900838 | Day1 | 1 | Rolling Container | KÖTTERMANN |  |  |  | with EPPENDORF Buckets | lab 2 | 15 | EG
2900839 | Day2 | 1 | Lab Stool | SIMCO |  |  | 2002 |  | lab 2 | 15 | EG
2900841 | Day1 | 1 | DNA Sequenzer | Illumina | NextSeq1000 | VL00857 | 2024 | REF: 20038898. health check and the installation of the transport locks can be done by ILLUMINA representative in Germany (cost 10,000€). This costs to be paid by the winning Bidder if wished. Direct contact to the Munich Representative will be forwarded directly to the winning bidder. | lab 2 | 15 | EG
2900842 | Day2 | 1 | Lab Stool | [5 empty] | lab 2 | 15 | EG
2900844 | Day2 | 1 | Lab Stool | [5 empty] | lab 2 | 15 | EG
2900845 | Day2 | 1 | Undercounter Freezer | Liebherr | GGU 1500 index 21S |  |  | 143 liters | lab 2 | 15 | EG
2900846 | Day1 | 1 | Undercounter Freezer | KIRSCH | MED 125 |  | 2019 | 120 liters | lab 2 | 15 | EG
2900847 | Day1 | 1 | Single Cell ELISA Analyzer | Isoplexis | ISOLIGHT | ISL-0919-158 | 2019 | Without PC controller ! Sold with an UPS | lab 2 | 15 | EG
2900848 | Day1 | 1 | Thermomixer C | EPPENDORF | 5382 |  |  |  | lab 2 | 15 | EG
2900849 | Day2 | 1 | Trash bin | [5 empty] | lab 2 | 15 | EG
2900850 | Day2 | 1 | Stainless steel Cloack hook | [5 empty] | Flur | 11 | E2
2900853 | Day1 | 1 | Metal Cabinet with Glassware | [5 empty] | Flur | 11 | E2
2900854 | Day1 | 1 | Metal Cabinet with Glassware | [5 empty] | Flur | 11 | E2
2900855 | Day1 | 1 | Metal Cabinet with Glassware | [5 empty] | Flur | 11 | E2
2900856 | Day2 | 1 | Hanging File Cabinet | [5 empty] | Flur | 11 | E2
2900857 | Day2 | 1 | Metal box | [5 empty] | Flur | 11 | E2
2900859 | Day2 | 1 | Cabinet | [5 empty] | Flur | 11 | E2
2900860 | Day2 | 1 | Lab Stool | [5 empty] | Lab 03 Gel Room | 11 | E2
2900861 | Day1 | 1 | Fluorescent Imager | Bio-Rad | ChemiDoc XRS+ |  | 2011 |  | Lab 03 Gel Room | 11 | E2
2900862 | Day1 | 1 | UV transilluminator | BACHOFER | IL-200-L |  | 1995 |  | Lab 03 Gel Room | 11 | E2
2900863 | Day1 | 2 | Electrophoresys Power Supply | Bio-Rad | PowerPAC 300 |  |  |  | Lab 03 Gel Room | 11 | E2
2900864 | Day2 | 1 | Scale | METTLER TOLEDO | PL-202-S |  |  |  | Lab 03 Gel Room | 11 | E2
2900865 | Day2 | 1 | Minifuge |  | SPROUT |  |  |  | Lab 03 Gel Room | 11 | E2
2900866 | Day2 | 1 | Refrigerator | Liebherr | KT 1434 |  |  |  | Lab 03 Gel Room | 11 | E2
2900867 | Day1 | 1 | Set of Electrophoresys Container | Bio-Rad |  |  |  |  | Lab 03 Gel Room | 11 | E2
2900868 | Day1 | 4 | Pippettes, P20-P200 | EPPENDORF | Research Plus |  |  | 3x P20, 1x P100, 2xP200 | Lab 03 Gel Room | 11 | E2
2900869 | Day2 | 1 | Metal container | KÖTTERMANN |  |  |  |  | Lab 03 Gel Room | 11 | E2
2900870 | Day1 | 1 | Electrophoresys Power Supply | Bio-Rad | PowerPAC 300 |  |  |  | Lab 03 Gel Room | 11 | E2
2900871 | Day1 | 1 | Electrophoresys Power Supply | Bio-Rad | PowerPAC 300 |  |  |  | Lab 03 Gel Room | 11 | E2
2900872 | Day2 | 1 | Metal container | [5 empty] | Labor 4/5 | 11 | E2
2900873 | Day2 | 1 | Lab Stool | [5 empty] | Labor 4/5 | 11 | E2
2900874 | Day2 | 1 | Lab Stool | [5 empty] | Labor 4/5 | 11 | E2
2900875 | Day1 | 1 | Vacuum Pump and Vacuum Chamber | VacuuBrand | MZ 2C |  |  |  | Labor 4/5 | 11 | E2
2900876 | Day2 | 1 | Vortex |  | GENIE 2 |  |  |  | Labor 4/5 | 11 | E2
2900877 | Day1 | 1 | Vacuum Manifold | MACHEREY NAGEL |  |  |  |  | Labor 4/5 | 11 | E2
2900878 | Day1 | 6 | Pippettes, P10-P1000 | EPPENDORF | Research Plus |  |  | 2x P10, 2x P20, 1x P1000, 1xP200 | Labor 4/5 | 11 | E2
2900879 | Day2 | 1 | Vortex |  | GENIE 2 |  |  |  | Labor 4/5 | 11 | E2
2900880 | Day1 | 1 | Thermomixer Confort | EPPENDORF | 5355 |  |  |  | Labor 4/5 | 11 | E2
2900881 | Day2 | 1 | Storage unit | [5 empty] | Labor 4/5 | 11 | E2
2900882 | Day1 | 1 | Refrigerated Centrifuge | SIGMA | 1-16K |  | 2014 |  | Labor 4/5 | 11 | E2
2900883 | Day2 | 1 | Metal container | KÖTTERMANN |  |  |  |  | Labor 4/5 | 11 | E2
2900884 | Day2 | 1 | Minifuge |  | SPROUT |  |  |  | Labor 4/5 | 11 | E2
2900885 | Day1 | 1 | 8-Channel electronic pipette | RAININ | Pipet-Lite XLS |  |  |  | Labor 4/5 | 11 | E2
2900886 | Day1 | 1 | Refrigerated Centrifuge | SIGMA | 4-16K | 153046 | 2014 | with Rotor | Labor 4/5 | 11 | E2
2900887 | Day2 | 1 | Lab Stool | [5 empty] | Labor 4/5 | 11 | E2
2900888 | Day2 | 1 | Lab Work Bench | [5 empty] | Labor 4/5 | 11 | E2
2900889 | Day2 | 2 | Vintage Balancing Scale | OHAUS |  |  |  |  | Labor 4/5 | 11 | E2
2900890 | Day2 | 1 | Lab Stool | VWR |  |  |  |  | Labor 4/5 | 11 | E2
2900891 | Day2 | 1 | Metal container | KÖTTERMANN |  |  |  |  | Labor 4/5 | 11 | E2
2900892 | Day1 | 1 | Thermomixer Confort | EPPENDORF | 5355 |  |  |  | Labor 4/5 | 11 | E2
2900893 | Day1 | 5 | Pippettes, P10-P1000 | EPPENDORF | Research Plus |  |  | 1x P10, 1x P100, 2x P1000, 1xP200 | Labor 4/5 | 11 | E2
2900894 | Day1 | 3 | Pippettes, P20-200 | EPPENDORF | Research Plus |  |  | 2x P20,1xP200 | Labor 4/5 | 11 | E2
2900895 | Day2 | 1 | Minifuge |  | SPROUT |  |  |  | Labor 4/5 | 11 | E2
2900896 | Day1 | 1 | Water Bath | GFL | 1012 |  |  |  | Labor 4/5 | 11 | E2
2900897 | Day1 | 1 | Refrigerated Centrifuge | SIGMA | 1-16K | 153036 | 2014 |  | Labor 4/5 | 11 | E2
2900898 | Day1 | 1 | Refrigerated Centrifuge | SIGMA | 4-16K | 167581 | 2018 | with Rotor and rolling container | Labor 4/5 | 11 | E2
2900899 | Day1 | 1 | CO2 Shaking Incubator | INFORS | Multitron Standard | S-000128979 | 2019 |  | Labor 4/5 | 11 | E2
2900900 | Day1 | 1 | Incubator | TRITEC | KB8400 | 14-06-564 |  | 210kg. Temp range : -10 to 70°C. Shaker sold SEPARATELY | Labor 4/5 | 11 | E2
2900901 | Day2 | 1 | Refrigerator | LIEBHERR | UGK |  |  |  | Labor 4/5 | 11 | E2
2900902 | Day2 | 1 | Shaker | EDMUND BUHLER | KS 15 |  |  |  | Labor 4/5 | 11 | E2
2900903 | Day2 | 1 | Shaker | EDMUND BUHLER | KS 15 |  |  |  | Labor 4/5 | 11 | E2
2900904 | Day2 | 1 | Refrigerator | LIEBHERR | FKU 800 |  |  |  | Labor 4/5 | 11 | E2
2900905 | Day2 | 1 | Freezer | LIEBHERR | GS 1383 |  |  |  | Labor 4/5 | 11 | E2
2900906 | Day2 | 1 | Kickstool | [5 empty] | Labor 4/5 | 11 | E2
2900907 | Day1 | 1 | Thermomixer Confort | EPPENDORF | 5355 |  |  |  | Labor 4/5 | 11 | E2
2900908 | Day2 | 1 | Minifuge |  | Sprout |  |  |  | Labor 4/5 | 11 | E2
2900909 | Day1 | 1 | Refrigarated Centrifuge | Heraus | Fresco | 40544654 | 2006 |  | Labor 4/5 | 11 | E2
2900910 | Day2 | 1 | Chronometer | [5 empty] | Labor 4/5 | 11 | E2
2900911 | Day1 | 1 | Consumables / Sterile 96 well plate | [5 empty] | Lab 06a | 11 | E2
2900912 | Day1 | 1 | Consumables / ultra low cluster 96 wells | [5 empty] | Lab 06a | 11 | E2
2900913 | Day1 | 1 | Consumables / deep well | [5 empty] | Lab 06a | 11 | E2
2900914 | Day1 | 1 | Consumables / Cell Culture 0.4ml | [5 empty] | Lab 06a | 11 | E2
2900915 | Day1 | 1 | Consumables / Erlenmeyer | CORNING |  |  |  |  | Lab 06a | 11 | E2
2900916 | Day1 | 1 | Nitrogen Generator | CMC | NGM |  | 2005 |  | Lab 06a | 11 | E2
2900917 | Day1 | 1 | Ultra-Low Temperature Freezer (-86°C) | Panasonic | KM-DU53Y1E | 14020033 | 2014 |  | Lab 06a | 11 | E2
2900918 | Day1 | 1 | Oil Free Air Compressor | GANSLMEIER | SL-S 5.5 |  |  | wheeled, 520L/min, 5.5kW | Lab 06a | 11 | E2
2900919 | Day1 | 1 | Oil Free Air Compressor | GANSLMEIER |  |  |  |  | Lab 06a | 11 | E2
2900920 | Day1 | 1 | Air Dryer | INGERSOLL RAND | DryStar |  |  |  | Lab 06a | 11 | E2
2900921 | Day1 | 1 | Air Tank 250 liters | [5 empty] | Lab 06a | 11 | E2
2900922 | Day2 | 1 | Kickstool | [5 empty] | Lab 06a | 11 | E2
2900923 | Day1 | 1 | Flask holder | [5 empty] | Lab 06a | 11 | E2
2900924 | Day2 | 5 | Pipettes stand | [5 empty] | Lab 06a | 11 | E2
2900925 | Day2 | 1 | Office Cabinet | MC6 |  |  |  |  | Lab 06b | 11 | E2
2900926 | Day1 | 1 | Biological Safety Cabinet, Class 2 | Thermo | KS 12 |  | 2017 | Filters removed | Lab 06b | 11 | E2
2900927 | Day2 | 1 | Lab Stool | [5 empty] | Lab 06b | 11 | E2
2900928 | Day2 | 1 | Mobile Storage unit | [5 empty] | Lab 06b | 11 | E2
2900929 | Day2 | 1 | Office container | [5 empty] | Lab 06b | 11 | E2
2900930 | Day1 | 1 | Biological Safety Cabinet, Class 2 | BDK |  |  |  | Filters removed | Lab 06b | 11 | E2
2900931 | Day2 | 1 | Lab Stool | [5 empty] | Lab 06b | 11 | E2
2900932 | Day1 | 1 | Water Bath | GFL | 1012 |  |  |  | Lab 06b | 11 | E2
2900933 | Day2 | 1 | Lab Stool | [5 empty] | Lab 06b | 11 | E2
2900934 | Day1 | 1 | Microscope | Life Technologies | EVOS™ XL Core / AMEX1000 |  | 2014 | 4x 20x | Lab 06b | 11 | E2
2900935 | Day2 | 1 | Vortex |  | Genie 2 |  |  |  | Lab 06b | 11 | E2
2900936 | Day1 | 1 | Microscope | Zeiss | Primovert |  |  | 20xx 40x | Lab 06b | 11 | E2
2900937 | Day1 | 1 | PCR system | EPPENDORF | MasterCycler Nexus Gradient 6331 |  |  |  | Lab 06b | 11 | E2
2900938 | Day1 | 1 | Centrifuge | Thermo | Fresco 21 | 42105379 | 2017 |  | Lab 06b | 11 | E2
2900939 | Day1 | 1 | Refrigerated Centrifuge | Thermo | Megafuge 40R | 41967290 | 2017 | with TX 1000 rotor and buckets | Lab 06b | 11 | E2
2900940 | Day2 | 1 | Refrigerator | LIEBHERR | FKU 1800 |  |  |  | Lab 06b | 11 | E2
2900941 | Day2 | 1 | Freezer | LIEBHERR | GGU 1500 Index 21F |  |  |  | Lab 06b | 11 | E2
2900942 | Day1 | 1 | CO2 Incubator | Thermo | HeraCell 150i | 42371540 | 2018 | Thermo Scientific HERACell 150i CO2 Incubator, features include temperature range up to 55°C, sterilization cycle 90°C, 150-liter capacity, power supply 50/60 Hz, 230V, 2.5A, 0.58 kW, stainless steel construction, humidity control up to 90% RH at 37°C, infrared CO2 sensor. Category: Laboratory Incubator. Dimensions outside: 65.8 x 62.5 x 90 cm. Inside dimension 53 x 47 x 60,7 cm. Weight: 154 lbs (70 kg) . Order Code 51026280 | Lab 06b | 11 | E2
2900943 | Day1 | 1 | CO2 Incubator | Thermo | HeraCell 150i | 42371539 | 2018 | Thermo Scientific HERACell 150i CO2 Incubator, features include temperature range up to 55°C, sterilization cycle 90°C, 150-liter capacity, power supply 50/60 Hz, 230V, 2.5A, 0.58 kW, stainless steel construction, humidity control up to 90% RH at 37°C, infrared CO2 sensor. Category: Laboratory Incubator. Dimensions outside: 65.8 x 62.5 x 90 cm. Inside dimension 53 x 47 x 60,7 cm. Weight: 154 lbs (70 kg) . Order Code 51026280 | Lab 06b | 11 | E2
2900945 | Day1 | 1 | Water Bath | VWR | 12L |  |  |  | Lab 06c | 11 | E2
2900946 | Day1 | 1 | Refrigerated Centrifuge | Thermo | Megafuge 40R | 42464006 | 2019 |  | Lab 06c | 11 | E2
2900947 | Day2 | 1 | Refrigerator | LIEBHERR | FKU 1800 |  |  |  | Lab 06c | 11 | E2
2900948 | Day2 | 1 | Freezer | LIEBHERR | GS1313 |  |  |  | Lab 06c | 11 | E2
2900949 | Day1 | 1 | Biological Safety Cabinet, Class 2 | Thermo | KS 12 |  | 2018 | Filters removed | Lab 06c | 11 | E2
2900950 | Day2 | 1 | Lab Stool | [5 empty] | Lab 06c | 11 | E2
2900951 | Day2 | 1 | Mobile Storage unit | [5 empty] | Lab 06c | 11 | E2
2900952 | Day2 | 1 | Shelves | [5 empty] | Lab 06c | 11 | E2
2900953 | Day1 | 1 | Microscope | Zeiss | Primovert |  |  | 4x 10x 20x 40x | Lab 06c | 11 | E2
2900954 | Day1 | 1 | Centrifuge | Thermo | Fresco 21 | 42105380 | 2017 |  | Lab 06c | 11 | E2
2900955 | Day2 | 1 | Lab Stool | [5 empty] | Lab 06c | 11 | E2
2900956 | Day2 | 1 | Lab Stool | [5 empty] | Lab 06c | 11 | E2
2900957 | Day2 | 1 | Thermomixer | EPPENDORF | C 5382 |  |  |  | Lab 06c | 11 | E2
2900958 | Day2 | 1 | Vortex |  | Genie 2 |  |  |  | Lab 06c | 11 | E2
2900959 | Day1 | 1 | Biological Safety Cabinet, Class 2 | Thermo | KS 18 | 42371869 | 2018 | Filters removed | Lab 06c | 11 | E2
2900960 | Day2 | 1 | Lab Stool | [5 empty] | Lab 06c | 11 | E2
2900961 | Day2 | 1 | Mobile Storage unit | [5 empty] | Lab 06c | 11 | E2
2900962 | Day2 | 1 | Lab Stool | [5 empty] | Lab 06c | 11 | E2
2900963 | Day1 | 1 | CO2 Incubator | Thermo | HeraCell 150i |  | 2018 | Thermo Scientific HERACell 150i CO2 Incubator, features include temperature range up to 55°C, sterilization cycle 90°C, 150-liter capacity, power supply 50/60 Hz, 230V, 2.5A, 0.58 kW, stainless steel construction, humidity control up to 90% RH at 37°C, infrared CO2 sensor. Category: Laboratory Incubator. Dimensions outside: 65.8 x 62.5 x 90 cm. Inside dimension 53 x 47 x 60,7 cm. Weight: 154 lbs (70 kg) . Order Code 51026280 | Lab 06c | 11 | E2
2900964 | Day1 | 1 | CO2 Incubator | Thermo | HeraCell 150i | 42373119 | 2018 | Thermo Scientific HERACell 150i CO2 Incubator, features include temperature range up to 55°C, sterilization cycle 90°C, 150-liter capacity, power supply 50/60 Hz, 230V, 2.5A, 0.58 kW, stainless steel construction, humidity control up to 90% RH at 37°C, infrared CO2 sensor. Category: Laboratory Incubator. Dimensions outside: 65.8 x 62.5 x 90 cm. Inside dimension 53 x 47 x 60,7 cm. Weight: 154 lbs (70 kg) . Order Code 51026280 | Lab 06c | 11 | E2
2900965 | Day2 | 1 | Desk telephone | AVAYA | J139 |  |  |  | Lab 06c | 11 | E2
2900966 | Day2 | 1 | Radio | GRUNDIG |  |  |  |  | Lab 06c | 11 | E2
2900967 | Day1 | 1 | Biological Safety Cabinet, Class 2 | BDK |  |  |  | Filters removed | Raum 6 | 11 | E2
2900968 | Day2 | 1 | Scale | SARTORIUS | BP 301 S |  |  | d=0.1mg | Raum 6 | 11 | E2
2900969 | Day1 | 1 | Lab printer | SARTORIUS |  |  |  |  | Raum 6 | 11 | E2
2900970 | Day1 | 1 | Biological Safety Cabinet, Class 2 | Thermo | KS 18 | 42387545 | 2018 | Filters removed | Raum 6 | 11 | E2
2900971 | Day1 | 1 | Electronic Pipetting System | INTEGRA | ViaFlo384 | 18010674 | 2018 | with 96-well Head | Raum 6 | 11 | E2
2900972 | Day2 | 1 | Lab Stool | [5 empty] | Raum 6 | 11 | E2
2900973 | Day1 | 1 | Centrifuge | Sigma | 4K15 |  |  | with rotor and buckets | Raum 6 | 11 | E2
2900974 | Day2 | 1 | Freezer | LIEBHERR | GGU 1500 Index 21R |  |  |  | Raum 6 | 11 | E2
2900975 | Day1 | 1 | Microscope | ZEISS | Primovert |  |  | 4x 10x 20x 40x | Raum 6 | 11 | E2
2900976 | Day1 | 1 | Electronic Pipetting System | INTEGRA | ViaFlo384 | 19091014 | 2019 | with 384x125uL-well Head | Raum 6 | 11 | E2
2900977 | Day2 | 1 | Lab Stool | [5 empty] | Raum 6 | 11 | E2
2900978 | Day2 | 1 | Lab Stool | [5 empty] | Raum 6 | 11 | E2
2900979 | Day2 | 1 | Lab Stool | [5 empty] | Raum 6 | 11 | E2
2900980 | Day2 | 1 | Office Container Cabinet | [5 empty] | Raum 6 | 11 | E2
2900981 | Day2 | 1 | Lab Stool | [5 empty] | Raum 6 | 11 | E2
2900982 | Day1 | 1 | Flow Cytometer (3 lasers) | Miltenyi | MACSQUANT 10 | 5053 |  | Type A38786, REF 130-105-100. 405 nm, 40 mW 488 nm, 30 mW 640 nm, 20 mW | Raum 6 | 11 | E2
2900983 | Day2 | 1 | Hot plate stirer | IKA | RCT B |  |  | 1-1100 rpm | Raum 6 | 11 | E2
2900984 | Day2 | 1 | Minifuge | Thermo | Myspin 6 | HSF56255 |  |  | Raum 6 | 11 | E2
2900985 | Day1 | 1 | Microplate Reader | Thermo | Multiscan FC |  | 2018 |  | Raum 6 | 11 | E2
2900986 | Day2 | 1 | Office Container Cabinet | [5 empty] | Raum 6 | 11 | E2
2900987 | Day1 | 1 | Electronic Pipetting System | INTEGRA | ViaFlo384 | 17090624 | 2017 | with 96-well Head | Raum 6 | 11 | E2
2900988 | Day1 | 1 | Electronic Pipetting System | INTEGRA | ViaFlo384 | 18010671 | 2018 | probably with 96-well Head | Raum 6 | 11 | E2
2900989 | Day2 | 1 | Lab Stool | [5 empty] | Raum 6 | 11 | E2
2900990 | Day2 | 1 | Office Container Cabinet | [5 empty] | Raum 6 | 11 | E2
2900991 | Day2 | 1 | Refrigerator | LIEBHERR | FKS 5000 |  |  | 500 liters capacity | Raum 6 | 11 | E2
2900992 | Day1 | 1 | Water Purification System | Millipore | ELIX Advantage 15 | F8MA32113 D | 2018 |  | Raum 6 | 11 | E2
2900993 | Day1 | 1 | Water Tank 60 L | Millipore |  |  |  |  | Raum 6 | 11 | E2
2900994 | Day1 | 1 | Microplate Washer | TITERTEK BERTHOLD | Zoom HT | 846 | 2018 | come with Vacuum Pump and Vacuum Chamber | Raum 6 | 11 | E2
2900995 | Day1 | 1 | Microplate Washer | TITERTEK BERTHOLD | Zoom HT | 872 |  | come with Vacuum Pump and Vacuum Chamber | Raum 6 | 11 | E2
2900996 | Day1 | 1 | Elisa Multi Label Reader | PERKINS ELMER | EnVision 2105 |  |  |  | Raum 6 | 11 | E2
2900997 | Day2 | 1 | Office Container Metal Cabinet | KÖTTERMANN |  |  |  | with content | Raum 6 | 11 | E2
2900998 | Day2 | 1 | Freezer | LIEBHERR | GS 3183 |  |  | 254 liters | Raum 6 | 11 | E2
2900999 | Day2 | 1 | Freezer | LIEBHERR | GS 3183 |  |  |  | Raum 6 | 11 | E2
2901000 | Day2 | 1 | Office Container Metal Cabinet | KÖTTERMANN |  |  |  |  | Raum 6 | 11 | E2
2901001 | Day1 | 1 | CO2 Incubator | Panasonic | MCO-230AICUV-PE | 1726077 | 2017 | 230 liters | Raum 6 | 11 | E2
2901002 | Day1 | 1 | Live-Cell Analysis System | Sartorius / ESSEN BioScience | Incucyte Zoom |  |  | come with Panasonic incubator and controllers on top of the incubator stack (see lot 1001), and also the UPS battery | Raum 6 | 11 | E2
2901003 | Day2 | 1 | Scale | METTLER TOLEDO | PL202-S |  |  | d=0.01g | Raum 6 | 11 | E2
2901005 | Day1 | 1 | UPS | APC | Smart UPS 1000 |  |  |  | Raum 6 | 11 | E2
2901006 | Day2 | 1 | Lab Stool | [5 empty] | Raum 6 | 11 | E2
2901007 | Day2 | 1 | Plate Shaker | Heidolph | Titramax 100 |  |  |  | Raum 6 | 11 | E2
2901009 | Day2 | 1 | Lab Stool | [5 empty] | Raum 6 | 11 | E2
2901010 | Day2 | 1 | Lab Stool | [5 empty] | Raum 6 | 11 | E2
2901012 | Day2 | 1 | Waste Bin Trolley | [5 empty] | Raum 7/8 | 11 | E2
2901014 | Day2 | 2 | Waste Bins | [5 empty] | Raum 7/8 | 11 | E2
2901015 | Day2 | 2 | Plastic containers | [5 empty] | Raum 7/8 | 11 | E2
2901016 | Day2 | 1 | Radio | GRUNDIG | Music 61 GRN14 |  |  |  | Raum 7/8 | 11 | E2
2901017 | Day2 | 3 | Plastic containers | [5 empty] | Raum 7/8 | 11 | E2
2901018 | Day1 | 1 | Autoclave | HP Labortechnik | Varioklav 135 S,RG, FA | 19076319 | 2019 | with notice "out of service, Autoclave disfunctional" | Raum 7/8 | 11 | E2
2901019 | Day1 | 1 | Autoclave | HP Labortechnik | Varioklav |  |  |  | Raum 7/8 | 11 | E2
2901020 | Day1 | 1 | Drying Oven | Binder | ED260 | 20240000005155 | 2024 | max 300°C | Raum 7/8 | 11 | E2
2901021 | Day1 | 1 | Lab Dish Washer, stainless steel | MIELE | GG05 |  | 2023 |  | Raum 7/8 | 11 | E2
2901024 | Day1 | 1 | Water Tank 100 L | [5 empty] | Raum 7/8 | 11 | E2
2901025 | Day1 | 1 | Water Purification System | Millipore | ELIX Essential |  |  | sold with lot 1024 (100L tank) and lot 1026 (water pump) | Raum 7/8 | 11 | E2
2901026 | Day1 | 1 | Water pump | GRUNDFOS |  |  |  | 3.5m³/h, Hmax=40m | Raum 7/8 | 11 | E2
2901028 | Day2 | 1 | Lab Stool | [5 empty] | Raum 7/8 | 11 | E2
2901029 | Day1 | 1 | Drying Oven | Binder | FD240 |  |  | max 300°C | Raum 7/8 | 11 | E2
2901030 | Day2 | 1 | Office Container Metal Cabinet | KÖTTERMANN |  |  |  |  | Raum 7/8 | 11 | E2
2901031 | Day2 | 1 | 2-step ladder | [5 empty] | Raum 7/8 | 11 | E2
2901032 | Day2 | 1 | Foldable Trolley | CLAX |  |  |  |  | Raum 7/8 | 11 | E2
2901034 | Day2 | 1 | Lab Stool | [5 empty] | Raum 9 | 11 | E2
2901035 | Day2 | 1 | Lab Stool | [5 empty] | Raum 9 | 11 | E2
2901036 | Day2 | 1 | Stainless part |  |  |  |  | look like a paper dispenser | Raum 9 | 11 | E2
2901037 | Day2 | 1 | Freezer | LIEBHERR | GP 1466 |  |  | 106L | Raum 9 | 11 | E2
2901038 | Day2 | 1 | Vortex |  | Genie 2 G-560E |  |  |  | Raum 9 | 11 | E2
2901039 | Day1 | 1 | Inverted Microscope | ZEISS | Primovert |  |  |  | Raum 9 | 11 | E2
2901040 | Day2 | 1 | Lab Stool | [5 empty] | Raum 9 | 11 | E2
2901041 | Day2 | 1 | Step Stool | WEDO |  |  |  |  | Raum 9 | 11 | E2
2901042 | Day1 | 1 | Inverted Microscope | ZEISS | Primovert |  |  |  | Raum 9 | 11 | E2
2901043 | Day2 | 1 | Mobile Storage unit | [5 empty] | Raum 9 | 11 | E2
2901044 | Day2 | 1 | Radio | GRUNDIG |  |  |  |  | Raum 9 | 11 | E2
2901045 | Day2 | 1 | Desk telephone | AVAYA | J139 |  |  |  | Raum 9 | 11 | E2
2901046 | Day1 | 1 | Water Bath | VWR | 12L |  |  |  | Raum 9 | 11 | E2
2901047 | Day1 | 1 | Biological Safety Cabinet | BDK |  |  |  | Filters removed | Raum 9 | 11 | E2
2901048 | Day2 | 1 | Lab Stool | [5 empty] | Raum 9 | 11 | E2
2901049 | Day2 | 1 | Mobile Storage unit | [5 empty] | Raum 9 | 11 | E2
2901050 | Day1 | 1 | CO2 Incubator | Thermo | Heracell 150i | 41646947 | 2014 | Thermo Scientific HERACell 150i CO2 Incubator, features include temperature range up to 55°C, sterilization cycle 90°C, 150-liter capacity, power supply 50/60 Hz, 230V, 2.5A, 0.58 kW, stainless steel construction, humidity control up to 90% RH at 37°C, infrared CO2 sensor. Category: Laboratory Incubator. Dimensions outside: 65.8 x 62.5 x 90 cm. Inside dimension 53 x 47 x 60,7 cm. Weight: 154 lbs (70 kg) . Order Code 51026280 | Raum 9 | 11 | E2
2901051 | Day1 | 1 | CO2 Incubator | Thermo | Heracell 150i | 41646948 | 2014 | Thermo Scientific HERACell 150i CO2 Incubator, features include temperature range up to 55°C, sterilization cycle 90°C, 150-liter capacity, power supply 50/60 Hz, 230V, 2.5A, 0.58 kW, stainless steel construction, humidity control up to 90% RH at 37°C, infrared CO2 sensor. Category: Laboratory Incubator. Dimensions outside: 65.8 x 62.5 x 90 cm. Inside dimension 53 x 47 x 60,7 cm. Weight: 154 lbs (70 kg) . Order Code 51026280 | Raum 9 | 11 | E2
2901052 | Day1 | 1 | Biological Safety Cabinet | BDK |  |  |  | Filters removed | Raum 9 | 11 | E2
2901053 | Day2 | 1 | Lab Stool | [5 empty] | Raum 9 | 11 | E2
2901054 | Day1 | 1 | Live-Cell Analysis Controller | Sartorius / ESSEN BioScience | Incucyte S3 | 51016 | 2019 | year of manufacturing to be confirmed by the manufacturer | Raum 9 | 11 | E2
2901055 | Day1 | 1 | UPS | [5 empty] | Raum 9 | 11 | E2
2901056 | Day1 | 1 | Live-Cell Analysis Robot, inside a CO2 incubator | Sartorius / ESSEN BioScience | Incucyte S3 |  |  | key of the incubator are lost. Presence of the INCUCYTE highly possible but not garanteed | Raum 9 | 11 | E2
2901057 | Day1 | 1 | Shelving System and Consumable |  |  |  |  | does not include trolleys and hand forklift | U/100 Labor lager 1 | 11 | UG
2901058 | Day2 | 1 | Metal Frame to Load/Unload | [5 empty] | U/108 Labor lager 2 | 11 | UG
2901059 | Day2 | 1 | PE Container | [5 empty] | U/108 Labor lager 2 | 11 | UG
2901060 | Day2 | 1 | Freezer | LIEBHERR | GS 2481 index 24 |  |  |  | U/108 Labor lager 2 | 11 | UG
2901061 | Day2 | 1 | Freezer | LIEBHERR | GS 4010 index 20 |  |  |  | U/108 Labor lager 2 | 11 | UG
2901062 | Day1 | 1 | Cell Separation System | GAMBRO BCT | ELUTRA |  | 2004 |  | U/108 Labor lager 2 | 11 | UG
2901063 | Day1 | 1 | Nitrogen Container | TAYLOR WHARTON | 3000 RS |  |  |  | U/108 Labor lager 2 | 11 | UG
2901064 | Day2 | 2 | Waste Bin Trolley | HAMMERLIT | W 165L |  |  |  | U/108 Labor lager 2 | 11 | UG
2901065 | Day1 | 1 | Ultra-low Temperature Freezer -150° | Panasonic | MDF-C2156VAN-PE | 17120150 | 2017 |  | U/108 Labor lager 2 | 11 | UG
2901066 | Day1 | 1 | Ultra Centrifuge | Beckman | Optima LE-80 | COL95E08 |  | Last maintenance 2023 | U/108 Labor lager 2 | 11 | UG
2901067 | Day1 | 1 | Ultra-low Temperature Freezer -150° | Panasonic | MDF-C2156VAN-PE | 16040025 | 2016 |  | U/108 Labor lager 2 | 11 | UG
2901068 | Day1 | 1 | Controlled Rate Freezer | SY LAB | IceCube 14M | 14MA40HF12 |  |  | U/108 Labor lager 2 | 11 | UG
2901069 | Day2 | 1 | Large Gas Bottle Trolley | [5 empty] | U/108 Labor lager 2 | 11 | UG
2901070 | Day2 | 1 | Gas Bottle Trolley | [5 empty] | U/108 Labor lager 2 | 11 | UG
2901071 | Day2 | 1 | Large Gas Bottle Trolley | [5 empty] | U/108 Labor lager 2 | 11 | UG
2901072 | Day1 | 1 | Ultra-low Temperature Freezer -150° | Panasonic | MDF-C2156VAN-PE | 13120128 | 2013 |  | U/108 Labor lager 2 | 11 | UG
2901073 | Day1 | 1 | Ultra-low Temperature Freezer -150° | Panasonic | MDF-C2156VAN-PE | 14020021 | 2014 |  | U/108 Labor lager 2 | 11 | UG
2901074 | Day1 | 1 | Ultra-low Temperature Freezer -150° | Panasonic | MDF-C2156VAN-PE | 14010015 | 2014 |  | U/108 Labor lager 2 | 11 | UG
2901075 | Day1 | 1 | Freezer | LIEBHERR | GSS 3666 |  |  |  | U/108 Labor lager 2 | 11 | UG
2901076 | Day2 | 1 | Freezer | LIEBHERR | GGPv 6520 |  |  | missing shelves | U/108 Labor lager 2 | 11 | UG
2901077 | Day2 | 1 | Archiv Room Content | [5 empty] | U107Archiv HR | 11 | UG
2901078 | Day2 | 1 | Ultra-Low Temperature Freezer (-86°C) | Panasonic | KM-DU73Y1E | 14050188 | 2014 |  | U109 | 11 | UG
2901079 | Day1 | 1 | Ultra-Low Temperature Freezer (-86°C) | GFL | 66483 | 166075 | 2012 |  | U109 | 11 | UG
2901080 | Day1 | 1 | Ultra-Low Temperature Freezer (-86°C) | Phcbi | MDF-DU502VH-PE | 19080326 | 2019 |  | U109 | 11 | UG
2901081 | Day1 | 1 | Ultra-Low Temperature Freezer (-86°C) | Panasonic | KM-DU73Y1E | 14050204 | 2014 |  | U109 | 11 | UG
2901082 | Day1 | 1 | Waste Bin Trolley | HAMMERLIT | W 165L |  |  |  | U109 | 11 | UG
2901083 | Day2 | 2 | Shelving System and Consumable | [5 empty] | U109 | 11 | UG
2901084 | Day2 | 1 | Metal Office Container | [5 empty] | U110 | 11 | UG
2901085 | Day2 | 1 | Lab Stool | [5 empty] | U110 | 11 | UG
2901086 | Day2 | 1 | Lab Stool | [5 empty] | U110 | 11 | UG
2901087 | Day1 | 1 | Ultra-low Temperature Freezer -150° | Phcbi | MDF-C2156VAN-PE | 18100104 | 2018 |  | U110 | 11 | UG
2901088 | Day2 | 1 | Refrigerator | LIEBHERR |  |  |  |  | U110 | 11 | UG
2901089 | Day2 | 1 | Freezer | LIEBHERR |  |  |  |  | U110 | 11 | UG
2901090 | Day2 | 1 | Dehumidifier | MUNTERS | MK200 |  |  |  | U110 | 11 | UG
2901091 | Day2 | 1 | Transport Cage | [5 empty] | U110 | 11 | UG
2901092 | Day1 | 1 | Ultra-Low Temperature Freezer (-86°C) | Panasonic | MDF-DU500VH-PE | 17100188 | 2017 |  | U110 | 11 | UG
2901093 | Day2 | 1 | Metal Cabinet | [5 empty] | U110 | 11 | UG
2901094 | Day2 | 1 | Metal Cabinet | [5 empty] | U110 | 11 | UG
2901095 | Day2 | 1 | Step Stool / Kick Stool | WERNER DORSCH |  |  |  |  | U110 | 11 | UG
2901096 | Day2 | 1 | Freezer, without keys | [5 empty] | U-NA | 11 | UG
2901097 | Day2 | 1 | Medication Refrigerator | KIRSCH | Super 720 |  |  |  | U-NA | 11 | UG
2901100 | Day2 | 2 | shelves with content | [5 empty] | Raum 16 | 15 | EG
2901101 | Day2 | 1 | Metal Cabinet | CP |  |  |  |  | Flur B | 15
2901102 | Day1 | 1 | Ultra Low Freezer (out of Service) | [5 empty] | Raum 6 | 15
2901103 | Day1 | 1 | Ultra-Low Temperature Freezer (-86°C) | Phcbi | MDF-DU502VH-PE | 18080314 | 2018 |  | Raum 6 | 15
2901105 | Day2 | 1 | Flask Container | KGW Isotherm |  |  |  | KGW Isotherm Dewar Flask, transport handle, mounted on wheels, estimated exterior dimensions 30 x 30 x 60 cm, Category: Dewar Flask or Cryogenic Container Make: KGW Isotherm | Raum 6 | 15
2901106 | Day1 | 1 | Nitrogen Generator | CMC Instrument | NGM 22-LC/1/16 |  | 2006 |  | Raum 6 | 15
2901107 | Day1 | 1 | Air receiver | [5 empty] | Raum 6 | 15
2901108 | Day1 | 1 | Air Dryer | Iingersoll Rand | DryStar 6 |  | 2008 |  | Raum 6 | 15
2901109 | Day1 | 1 | Air Compressor | GANSLMEIER | OFMS 4S |  |  | next maintenance planned JAN2025 | Raum 6 | 15
2901110 | Day2 | 1 | Step Stool / Kick Stool | [5 empty] | Raum 6 | 15
2901111 | Day1 | 1 | Ultra-low Temperature Freezer -150° | Panasonic |  |  |  |  | Raum 4 | 15 | EG
2901112 | Day2 | 1 | Metal Office Container | KÖTTERMANN |  |  |  |  | Raum 4 | 15 | EG
2901113 | Day2 | 1 | 3-Steps Ladder | [5 empty] | Raum 4 | 15 | EG
2901114 | Day2 | 1 | Freezer | LIEBHERR | GG 4010 Index 40 |  |  | We have been informed by the lab manager that this freezer does not work properly | Raum 4 | 15 | EG
2901115 | Day2 | 1 | Gas Bottle Trolley | EUROKRAFT | FKV-1 |  | 2009 |  | Raum 4 | 15 | EG
2901116 | Day2 | 1 | Shelving System and Consumable | [5 empty] | Raum 4 | 15 | EG
2901117 | Day2 | 1 | Waste Bin Trolley | HAMMERLIT | W 165L |  |  |  | Flur B | 15 | EG
2901119 | Day2 | 1 | Biohasard waste bin | Rubbermaide | BRUTE |  |  |  | Flur C | 15 | EG
2901120 | Day2 | 1 | Metal Office Container | KÖTTERMANN |  |  |  |  | Flur C | 15 | EG
2901121 | Day2 | 1 | Sitting Bench | [5 empty] | Flur C | 15 | EG
2901123 | Day2 | 4 | Cool Boxes | SALLER |  |  |  |  | Flur C | 15 | EG
2901124 | Day2 | 2 | S2 Waste Boxes | DURAPORTER |  |  |  |  | Flur C | 15 | EG
2901125 | Day2 | 1 | Shoe Cleaning station |  | HYGOSTAR |  |  |  | Flur C | 15 | EG
2901126 | Day2 | 1 | Safe |  |  |  |  | including content | Flur C | 15 | EG
2901131 | Day2 | 1 | Step Stool / Kick Stool | WERNER DORSCH | 212.2 |  |  |  | Flur C | 15 | EG
2901132 | Day2 | 1 | Metal Cabinet | [5 empty] | Flur C | 15 | EG
2901133 | Day2 | 1 | Metal Side Board | [5 empty] | Flur C | 15 | EG
2901134 | Day2 | 1 | Metal Cabinet | [5 empty] | Flur C | 15 | EG
2901135 | Day1 | 1 | Autoclave | HP Med | Varioklav (135S?) |  | 2017 | seems to be a 135 model. Maintenance Label AUG-2025 | Labor 6 | 15 | EG
2901136 | Day1 | 1 | Autoclave | HP Med | Varioklav 135S S, RG, FA |  | 2017 |  | Labor 6 | 15 | EG
2901138 | Day2 | 1 | Dish Washer | MIELE | G7883 |  |  |  | Labor 6 | 15 | EG
2901139 | Day1 | 1 | Water Purification System | MILLIPORE | ELIX Essential 15 UV |  | 2023 |  | Labor 6 | 15 | EG
2901140 | Day1 | 1 | Water Purification System | MILLIPORE | ELIX Essential 15 UV |  | 2023 |  | Labor 6 | 15 | EG
2901141 | Day1 | 1 | Ice Machine | Scotsman | AF 80 |  |  |  | Labor 6 | 15 | EG
2901142 | Day2 | 2 | waste bin | [5 empty] | Labor 6 | 15 | EG
2901144 | Day2 | 1 | Lab Stool | SIMCO |  |  |  |  | Labor 6 | 15 | EG
2901145 | Day2 | 1 | Desk Telephone | AVAYA | J139 |  |  |  | Labor 6 | 15 | EG
2901147 | Day1 | 1 | Drying Oven | BINDER | ED240 / E2 |  |  |  | Labor 6 | 15 | EG
2901148 | Day1 | 1 | Drying Oven | BINDER | FED 260 |  | 2022 |  | Labor 6 | 15 | EG
2901149 | Day2 | 3 | Stackable plastic box with trolleys | [5 empty] | Labor 6 | 15 | EG
2901151 | Day1 | 1 | Imaging System | VILBER | E-Box |  |  |  | Labor 7 | 15 | EG
2901153 | Day2 | 1 | Scale | METTLER TOLEDO | PL202-S | 1202320391 |  |  | Labor 7 | 15 | EG
2901154 | Day2 | 1 | Metal Office Container | KÖTTERMANN |  |  |  | 4-Drawers | Labor 7 | 15 | EG
2901155 | Day2 | 1 | Metal Office Container | KÖTTERMANN |  |  |  |  | Labor 7 | 15 | EG
2901156 | Day2 | 3 | Pipettes | EPPENDORF | Research Plus |  |  | P2.5, P20, P1000. including Stand | Labor 7 | 15 | EG
2901157 | Day1 | 1 | Thermal Cycler | Applied Biosystem | 2720 |  | 2014 |  | Labor 7 | 15 | EG
2901158 | Day2 | 1 | Desk Telephone | AVAYA | J139 |  |  |  | Labor 7 | 15 | EG
2901159 | Day2 | 1 | Radio | GRUNDIG |  |  |  |  | Labor 7 | 15 | EG
2901160 | Day1 | 1 | UV-Vis Spectrophotometer | ThermoFisher | Nanodrop One |  |  |  | Labor 7 | 15 | EG
2901161 | Day1 | 2 | Electrophoresis Power Supply | PowerPac 300 | BioRad |  |  | including one gel container | Labor 7 | 15 | EG
2901162 | Day1 | 1 | Refrigerated Centrifuge | Thermo | Fresco 21 |  | 2019 |  | Labor 7 | 15 | EG
2901163 | Day2 | 1 | Lab Stool | [5 empty] | Labor 7 | 15 | EG
2901164 | Day2 | 1 | Step Stool / Kick Stool | [5 empty] | Labor 7 | 15 | EG
2901165 | Day1 | 1 | Thermomixer | EPPENDORF | C 5382 |  |  |  | Labor 7 | 15 | EG
2901166 | Day2 | 1 | Minifuge | VWR | Ministar |  |  |  | Labor 7 | 15 | EG
2901167 | Day2 | 4 | Pipettes | EPPENDORF | Research Plus |  |  | P10, 20, 200, 1000 | Labor 7 | 15 | EG
2901168 | Day2 | 1 | Lab Stool | [5 empty] | Labor 7 | 15 | EG
2901170 | Day2 | 1 | Metal Office Container | KÖTTERMANN |  |  |  |  | Labor 7 | 15 | EG
2901172 | Day1 | 1 | Thermomixer | EPPENDORF | C 5382 |  |  |  | Labor 7 | 15 | EG
2901173 | Day2 | 1 | Vortex | HEIDOLPH | Reax Top |  |  |  | Labor 7 | 15 | EG
2901174 | Day2 | 1 | Pipettes Set |  |  |  |  | 2x multichannel FINPIPETTE and 3x Single Channel Pipette EPPENDORF | Labor 7 | 15 | EG
2901175 | Day2 | 5 | Pipettes | [5 empty] | Labor 7 | 15 | EG
2901176 | Day2 | 1 | Minifuge | VWR | Ministar |  |  |  | Labor 7 | 15 | EG
2901177 | Day1 | 1 | Shaking CO2 Incubator | GERHARDT | LaboShake |  |  |  | Labor 7 | 15 | EG
2901178 | Day1 | 1 | Refrigerated Centrifuge | Thermo | Fresco 21 |  | 2017 |  | Labor 7 | 15 | EG
2901179 | Day1 | 1 | Refrigerated Centrifuge | KENDRO | Multifuge 3 L-R |  | 2001 | with rotor and buckets | Labor 7 | 15 | EG
2901180 | Day1 | 1 | Flow Cytometer | Millipore | GUAVA EasyCyte HAT |  |  |  | Labor 7 | 15 | EG
2901181 | Day1 | 1 | Thermo Cycler | EPPENDORF | Nexus 6333 |  |  |  | Labor 7 | 15 | EG
2901182 | Day2 | 1 | Heated Stirer | [5 empty] | Labor 7 | 15 | EG
2901183 | Day2 | 1 | Metal Office Container | KÖTTERMANN |  |  |  |  | Labor 7 | 15 | EG
2901184 | Day2 | 1 | Electronic Pipette | Thermo | E1 Cup Tip 30-850uL |  |  | with 12- channels head | Labor 7 | 15 | EG
2901185 | Day2 | 1 | Flask Shaker | Edmund Bühler | KS-15 A |  |  |  | Labor 7 | 15 | EG
2901186 | Day1 | 1 | Incubator | TRITEC | KB8400 | 17-05-170695 |  | 210kg. Temp range : -10 to 70°C. Shaker sold SEPARATELY | Labor 7 | 15 | EG
2901188 | Day2 | 1 | Lab Stool | [5 empty] | Labor 7 | 15 | EG
2901189 | Day2 | 1 | Refrigerator | LIEBHERR | UKS 5000 |  |  |  | Labor 7 | 15 | EG
2901190 | Day2 | 1 | Freezer | LIEBHERR | GN 5215 |  |  |  | Labor 7 | 15 | EG
2901191 | Day2 | 1 | Consumable with Shelving | [5 empty] | Labor 7 | 15 | EG
2901194 | Day1 | 1 | Cell Separation System | ELUTRA | GAMBRO BCT |  | 2004 |  | Labor 8 | 15 | EG
2901196 | Day2 | 6 | Pipettes | EPPENDORF | Research Plus |  |  | P2.5, 2xP10, P100, P200, P1000 | Labor 8 | 15 | EG
2901197 | Day2 | 1 | Mobile Storage Unit | [5 empty] | Labor 8 | 15 | EG
2901198 | Day1 | 1 | Biological Safety Cabinet, Class 2 | Thermo | KS 12 |  | 2018 | Filters removed | Labor 8 | 15 | EG
2901199 | Day2 | 1 | Lab Stool | [5 empty] | Labor 8 | 15 | EG
2901200 | Day1 | 1 | CO2 Incubator | Thermo | Heracell 150i |  | 2018 |  | Labor 8 | 15 | EG
2901201 | Day1 | 1 | CO2 Incubator | Thermo | Heracell 150i |  | 2018 |  | Labor 8 | 15 | EG
2901202 | Day1 | 1 | Sterile Tube Welder | TERUMO | TSCD-II (SC-203-H) |  |  |  | Labor 8 | 15 | EG
2901203 | Day2 | 1 | Scale (max 2000g) | Ohaus |  |  |  | d=10mg | Labor 8 | 15 | EG
2901205 | Day1 | 1 | Cell Separation System | Miltenyi | Clinimacs Prodigy | 556 | 2018 | PIN to start the machine is unknown, please inquire the Manufacturer to obtain the ADMIN pass. One Orange USB Stick included, next maintenance planned in 2026 | Labor 8 | 15 | EG
2901206 | Day1 | 1 | Cell Separation System | Miltenyi | Clinimacs Prodigy | 27007 | 2020 | PIN to start the machine is unknown, please inquire the Manufacturer to obtain the ADMIN pass. One Orange USB Stick included, next maintenance planned in 2026. Come with one UPS | Labor 8 | 15 | EG
2901207 | Day2 | 1 | Step Stool / Kick Stool | [5 empty] | Labor 8 | 15 | EG
2901208 | Day2 | 1 | Desk Telephone | AVAYA | J139 |  |  |  | Labor 8 | 15 | EG
2901209 | Day2 | 1 | Radio | [5 empty] | Labor 8 | 15 | EG
2901210 | Day1 | 1 | Refrigerated Centrifuge | Thermo | Fresco 21 |  |  |  | Labor 8 | 15 | EG
2901211 | Day1 | 1 | Refrigerated Centrifuge | Thermo | Multifuge x3r |  | 2017 | with rotor and buckets | Labor 8 | 15 | EG
2901212 | Day1 | 1 | Microscope | ZEISS | Primovert |  |  | one spare lamp included | Labor 8 | 15 | EG
2901213 | Day2 | 3 | Pipettes | EPPENDORF | Research Plus |  |  | P20 P20 P200 | Labor 8 | 15 | EG
2901214 | Day2 | 1 | Minifuge | VWR | Ministar |  |  |  | Labor 8 | 15 | EG
2901215 | Day2 | 1 | Lab Stool | [5 empty] | Labor 8 | 15 | EG
2901216 | Day2 | 1 | Lab Stool | [5 empty] | Labor 8 | 15 | EG
2901217 | Day2 | 1 | Metal Office Container | KÖTTERMANN |  |  |  |  | Labor 8 | 15 | EG
2901218 | Day2 | 1 | Lab Stool | [5 empty] | Labor 8 | 15 | EG
2901219 | Day2 | 1 | Refrigerator | LIEBHERR |  |  |  |  | Labor 8 | 15 | EG
2901220 | Day2 | 1 | Freezer | LIEBHERR |  |  |  |  | Labor 8 | 15 | EG
2901222 | Day2 | 1 | Lab work bench | [6 empty] | 15 | EG
2901225 | Day1 | 1 | Microscope | ZEISS | Primovert |  |  |  | Labor 9 | 15 | EG
2901226 | Day2 | 1 | Minifuge | [5 empty] | Labor 9 | 15 | EG
2901227 | Day1 | 1 | NucleoCounter | Chemometec | NC-200 |  |  |  | Labor 9 | 15 | EG
2901228 | Day2 | 6 | Pipettes | [5 empty] | Labor 9 | 15 | EG
2901229 | Day1 | 1 | Cell Counter | Invitrogen | COUNTESS |  |  |  | Labor 9 | 15 | EG
2901230 | Day2 | 1 | Metal Office Container | [5 empty] | Labor 9 | 15 | EG
2901231 | Day2 | 1 | Lab Stool | [5 empty] | Labor 9 | 15 | EG
2901232 | Day2 | 1 | Metal Office Container | [5 empty] | Labor 9 | 15 | EG
2901234 | Day2 | 1 | Roller Shaker | [5 empty] | Labor 9 | 15 | EG
2901235 | Day1 | 1 | Image Cytometer | NexCelom | Cellometer K2 | VISIONLB-004-0844 |  |  | Labor 9 | 15 | EG
2901236 | Day1 | 1 | Cell Separation System | Miltenyi | Clinimacs |  |  |  | Labor 9 | 15 | EG
2901237 | Day2 | 1 | Desk Telephone | AVAYA | J139 |  |  |  | Labor 9 | 15 | EG
2901238 | Day2 | 1 | Scale | [5 empty] | Labor 9 | 15 | EG
2901239 | Day2 | 1 | Lab Stool | [5 empty] | Labor 9 | 15 | EG
2901240 | Day2 | 1 | Step Stool / Kick Stool | [5 empty] | Labor 9 | 15 | EG
2901241 | Day1 | 1 | Ultra Centrifuge | HETTICH | Rotixa 500 RS | 441-03 | 2017 | REF: 4950. Include numbers of buckets and other spares | Labor 9 | 15 | EG
2901242 | Day2 | 1 | Coat Stand | [5 empty] | Labor 9 | 15 | EG
2901243 | Day2 | 1 | Metal Office Container | KÖTTERMANN |  |  |  |  | Labor 9 | 15 | EG
2901244 | Day2 | 1 | Freezer | LIEBHERR | GGU 1500 |  |  |  | Labor 9 | 15 | EG
2901245 | Day2 | 6 | Pipettes | [5 empty] | Labor 9 | 15 | EG
2901246 | Day1 | 1 | Tube Sealer | BAXTER | HEMATRON 3 |  | 2003 |  | Labor 9 | 15 | EG
2901247 | Day1 | 1 | Tube Sealer | TERUMO | TSCD (SC-201-H) |  | 2003 |  | Labor 9 | 15 | EG
2901248 | Day1 | 1 | Cell Separation System | BioSafe | SEPAX S-100 |  |  | with USB | Labor 9 | 15 | EG
2901249 | Day1 | 1 | Blood Heater | BARKEY | PlasmaTherm |  |  |  | Labor 9 | 15 | EG
2901250 | Day2 | 1 | Water Bath | VWR | 12 L |  |  |  | Labor 9 | 15 | EG
2901251 | Day2 | 1 | Metal Office Container | KÖTTERMANN |  |  |  |  | Labor 9 | 15 | EG
2901252 | Day2 | 1 | Microinjection System | Harvard Apparatus | BTX |  |  |  | Labor 9 | 15 | EG
2901253 | Day1 | 1 | Biological Safety Cabinet, Class 2 | Thermo | KS 18 | 42105905 | 2017 | Filters removed | Labor 9 | 15 | EG
2901254 | Day2 | 1 | Vacuum Pump |  | BVC |  |  |  | Labor 9 | 15 | EG
2901255 | Day2 | 1 | Lab Stool | [5 empty] | Labor 9 | 15 | EG
2901256 | Day1 | 1 | CO2 Incubator | Thermo | Heracell 150i | 42094197 | 2017 | Thermo Scientific HERACell 150i CO2 Incubator, features include temperature range up to 55°C, sterilization cycle 90°C, 150-liter capacity, power supply 50/60 Hz, 230V, 2.5A, 0.58 kW, stainless steel construction, humidity control up to 90% RH at 37°C, infrared CO2 sensor. Category: Laboratory Incubator. Dimensions outside: 65.8 x 62.5 x 90 cm. Inside dimension 53 x 47 x 60,7 cm. Weight: 154 lbs (70 kg) . Order Code 51026280 | Labor 9 | 15 | EG
2901257 | Day1 | 1 | CO2 Incubator | Thermo | Heracell 150i | 42094363 | 2017 | Thermo Scientific HERACell 150i CO2 Incubator, features include temperature range up to 55°C, sterilization cycle 90°C, 150-liter capacity, power supply 50/60 Hz, 230V, 2.5A, 0.58 kW, stainless steel construction, humidity control up to 90% RH at 37°C, infrared CO2 sensor. Category: Laboratory Incubator. Dimensions outside: 65.8 x 62.5 x 90 cm. Inside dimension 53 x 47 x 60,7 cm. Weight: 154 lbs (70 kg) . Order Code 51026280 | Labor 9 | 15 | EG
2901259 | Day2 | 1 | Refrigerator | LIEBHERR |  |  |  |  | Labor 9 | 15 | EG
2901262 | Day1 | 1 | Microscope | ZEISS | Primovert |  |  |  | Labor 10 | 15 | EG
2901263 | Day2 | 1 | Refrigerator | LIEBHERR |  |  |  |  | Labor 10 | 15 | EG
2901264 | Day1 | 1 | Biological Safety Cabinet | BDK |  |  |  | Filters removed | Labor 10 | 15 | EG
2901265 | Day2 | 1 | Lab Stool | [5 empty] | Labor 10 | 15 | EG
2901266 | Day2 | 1 | Lab Stool | [5 empty] | Labor 10 | 15 | EG
2901267 | Day2 | 1 | Lab Stool | [5 empty] | Labor 10 | 15 | EG
2901268 | Day1 | 1 | Blood Fluroscence Flow Cytometer | Sysmex | XS-800i |  |  |  | Labor 10 | 15 | EG
2901269 | Day1 | 1 | Flow Cytometer | BD | FACSCalibur |  |  |  | Labor 10 | 15 | EG
2901273 | Day2 | 1 | Mobile Storage Unit | [5 empty] | Labor 10 | 15 | EG
2901274 | Day1 | 1 | Cell Culture/Separation Consumable with Cabinet | TERUMO/Miltenyi |  |  |  |  | Labor 10 | 15 | EG
2901275 | Day2 | 1 | Metal Office Container | KÖTTERMANN |  |  |  |  | Labor 10 | 15 | EG
2901276 | Day2 | 1 | Metal Office Container | KÖTTERMANN |  |  |  |  | Labor 11 | 15 | EG
2901277 | Day2 | 1 | Metal Office Container | KÖTTERMANN |  |  |  |  | Labor 11 | 15 | EG
2901279 | Day1 | 1 | Vacuum Centrifuge | CHRIST |  |  |  |  | Labor 11 | 15 | EG
2901280 | Day2 | 1 | Vacuum Pump | [5 empty] | Labor 11 | 15 | EG
2901281 | Day2 | 1 | Ultrasonic cleaner | BANDELIN |  |  |  |  | Labor 11 | 15 | EG
2901282 | Day2 | 1 | Minifuge | [5 empty] | Labor 11 | 15 | EG
2901283 | Day1 | 1 | Pipettes Set with electronic pipette | RAININ / EPPENDORF |  |  |  | 1x Electronic Multichannel Pipette RAININ E4 XLS, and 3x single Pipette | Labor 11 | 15 | EG
2901284 | Day2 | 1 | Pipettes Set | [5 empty] | Labor 11 | 15 | EG
2901287 | Day1 | 1 | Cycler | EPPENDORF | Nexus 6333 |  |  |  | Labor 11 | 15 | EG
2901288 | Day1 | 1 | Refrigerated Centrifuge | EPPENDORF | 5810 R | 5811LR099720 |  | with 2 Rotors and buckets | Labor 11 | 15 | EG
2901289 | Day2 | 1 | Metal Office Container | KÖTTERMANN |  |  |  |  | Labor 11 | 15 | EG
2901290 | Day1 | 1 | Chromatography Refrigerator | UNIEQUIP | UNICHROMAT-1500 |  | 2020 |  | Labor 11 | 15 | EG
2901291 | Day1 | 1 | Liquid Chromatograph | Amersham Pharmacia | ÄKTA Explorer Serie 900 |  |  | We have been informed by the former lab manager that the lamp of the chromatograph need to be changed | Labor 11 | 15 | EG
2901292 | Day1 | 1 | AutoSampler | Amersham Pharmacia | FRAC-950 |  |  |  | Labor 11 | 15 | EG
2901293 | Day2 | 1 | Desk Telephone | AVAYA | J139 |  |  |  | Labor 11 | 15 | EG
2901295 | Day2 | 1 | Pipettes Set | [5 empty] | Labor 11 | 15 | EG
2901296 | Day2 | 1 | Refrigerator | LIEBHERR | UKU 1800 |  |  |  | Labor 11 | 15 | EG
2901297 | Day2 | 1 | Lab Stool | [5 empty] | Labor 11 | 15 | EG
2901299 | Day2 | 1 | Lab Stool | [5 empty] | Labor 11 | 15 | EG
2901300 | Day2 | 1 | Mobile Storage Unit | [5 empty] | Labor 11 | 15 | EG
2901303 | Day2 | 1 | Lab Stool | [5 empty] | Labor 12 | 15 | EG
2901304 | Day2 | 2 | Pipettes | [5 empty] | Labor 12 | 15 | EG
2901305 | Day2 | 1 | Minifuge | [5 empty] | Labor 12 | 15 | EG
2901306 | Day2 | 1 | Vortex | [5 empty] | Labor 12 | 15 | EG
2901307 | Day2 | 1 | Pipettes Set | RAININ / EPPENDORF |  |  |  |  | Labor 12 | 15 | EG
2901308 | Day2 | 1 | Refrigerator | LIEBHERR |  |  |  |  | Labor 12 | 15 | EG
2901309 | Day2 | 1 | Step Stool / Kick Stool | [5 empty] | Labor 12 | 15 | EG
2901310 | Day2 | 1 | Metal Office Container | [5 empty] | Labor 12 | 15 | EG
2901311 | Day1 | 1 | Plate Shaker | HEIDOLPH | DuoMax 1030 |  |  |  | Labor 12 | 15 | EG
2901312 | Day1 | 1 | Vintage Radio CD Cassette Recorder | SABA | RCP 682 |  |  |  | Labor 12 | 15 | EG
2901313 | Day1 | 1 | Tube Rotator | Miltenyi | MACSmix |  |  | REF 130-090-753 | Labor 12 | 15 | EG
2901314 | Day1 | 1 | Plate Shaker | HEIDOLPH | Unimax 1030 |  |  |  | Labor 12 | 15 | EG
2901315 | Day1 | 1 | Thermomixer | EPPENDORF | C |  |  |  | Labor 12 | 15 | EG
2901316 | Day1 | 1 | Automated Western Blot System | Bio Techne | Protein Simple JESS |  |  |  | Labor 12 | 15 | EG
2901317 | Day1 | 1 | Electronic Pipette | EPPENDORF | Multipette Stream |  |  | including loading stand | Labor 12 | 15 | EG
2901318 | Day1 | 2 | Electrophoresis power supply and Gel Containers | Bio-Rad | Powerpac 300 |  |  | including a pair of gel container as pictured | Labor 12 | 15 | EG
2901319 | Day1 | 1 | Transblot system | Bio-Rad | Trans-Blot Turbo System | 690BR021773 | 2017 |  | Labor 12 | 15 | EG
2901320 | Day1 | 1 | Refrigereted Centrifuge | Sigma | 1K15 | 62905 | 1998 | max RPM 15300, max 53ml. 230V/50Hz power supply | Labor 12 | 15 | EG
2901321 | Day1 | 1 | Undercounter Freezer | LIEBHERR | Guw 1213 index |  |  | 112 liters | Labor 12 | 15 | EG
2901322 | Day1 | 1 | Metal Office Container | KÖTTERMANN |  |  |  |  | Labor 12 | 15 | EG
2901323 | Day1 | 1 | Office container | [5 empty] | Labor 12 | 15 | EG
2901324 | Day1 | 6 | Pipettes | EPPENDORF | Research Plus |  |  | 2xP10, P20, P100, P200, P1000 | Labor 12 | 15 | EG
2901325 | Day1 | 1 | Ph Meter | WTW | PH526 |  |  |  | Labor 12 | 15 | EG
2901326 | Day1 | 1 | Lab Stool | SIMCO |  |  |  |  | Labor 12 | 15 | EG
2901327 | Day1 | 1 | Lab Stool | SIMCO |  |  |  |  | Labor 12 | 15 | EG
2901328 | Day1 | 1 | Real Time PCR | Qiagen | Rotor-Gene Q |  |  |  | Labor 12 | 15 | EG
2901329 | Day1 | 1 | Fluorescent Imager | Bio-Rad | Chemi Doc XRS |  | 2018 |  | Labor 12 | 15 | EG
2901330 | Day1 | 1 | Ultra Centrifuge | Beckman Coulter | Optima TLX |  |  |  | Labor 12 | 15 | EG
2901332 | Day1 | 1 | Metal Office Container | KÖTTERMANN |  |  |  |  | Labor 12 | 15 | EG
2901335 | Day1 | 1 | CO2 Incubator | Thermo | Heracell 150i |  | 2017 | Thermo Scientific HERACell 150i CO2 Incubator, features include temperature range up to 55°C, sterilization cycle 90°C, 150-liter capacity, power supply 50/60 Hz, 230V, 2.5A, 0.58 kW, stainless steel construction, humidity control up to 90% RH at 37°C, infrared CO2 sensor. Category: Laboratory Incubator. Dimensions outside: 65.8 x 62.5 x 90 cm. Inside dimension 53 x 47 x 60,7 cm. Weight: 154 lbs (70 kg) . Order Code 51026280 | Labor 13 | 15 | EG
2901336 | Day1 | 1 | CO2 Incubator | Thermo | Heracell 150i |  | 2017 | Thermo Scientific HERACell 150i CO2 Incubator, features include temperature range up to 55°C, sterilization cycle 90°C, 150-liter capacity, power supply 50/60 Hz, 230V, 2.5A, 0.58 kW, stainless steel construction, humidity control up to 90% RH at 37°C, infrared CO2 sensor. Category: Laboratory Incubator. Dimensions outside: 65.8 x 62.5 x 90 cm. Inside dimension 53 x 47 x 60,7 cm. Weight: 154 lbs (70 kg) . Order Code 51026280 | Labor 13 | 15 | EG
2901337 | Day1 | 1 | Biological Safety Cabinet, Class 2 | Thermo | KS 18 |  | 2018 | Filters removed | Labor 13 | 15 | EG
2901338 | Day1 | 1 | Lab Stool | VWR |  |  | 2017 |  | Labor 13 | 15 | EG
2901339 | Day1 | 1 | Mobile Storage Unit | [5 empty] | Labor 13 | 15 | EG
2901340 | Day1 | 1 | Lab Stool | [5 empty] | Labor 13 | 15 | EG
2901341 | Day1 | 1 | Vacuum Gas Pump | VWR |  |  |  |  | Labor 13 | 15 | EG
2901342 | Day1 | 1 | Water Bath with Warm Conductivity Beans | Thermo | TSGP 10 | 300141927 | 2017 |  | Labor 13 | 15 | EG
2901343 | Day1 | 1 | Plate Shaker | HEIDOLPH | UniMax 1010 DT |  |  |  | Labor 13 | 15 | EG
2901344 | Day1 | 1 | Desk Telephone | AVAYA |  |  |  |  | Labor 13 | 15 | EG
2901345 | Day1 | 1 | Radio | GRUNDIG | Music 61 |  |  |  | Labor 13 | 15 | EG
2901347 | Day1 | 1 | Fluorescence Microscope | Carl Zeiss | Axio Vert A1 |  |  | with AXIOcam 503 mono Camera . Filter DAPI, GFP, Mrfp . PL 10x/23 eyepieces, Lenses 4 of 6 slot with magnification 1x 20x 40x and red | Labor 13 | 15 | EG
2901348 | Day1 | 1 | Refrigerated Centrifuge | HETTICH | Rotanta 460 R |  | 2017 |  | Labor 13 | 15 | EG
2901349 | Day1 | 1 | Lab Stool |  |  |  | 2017 |  | Labor 13 | 15 | EG
2901350 | Day1 | 1 | Step Stool / Kick Stool | Werner Dorsch |  |  |  |  | Labor 13 | 15 | EG
2901351 | Day1 | 1 | Refrigerator | LIEBHERR | FKU 1800 index 20Z |  |  |  | Labor 13 | 15 | EG
2901352 | Day1 | 1 | Freezer | LIEBHERR | GGU 1500 |  |  |  | Labor 13 | 15 | EG
2901353 | Day1 | 1 | Ultra-Low Temperature Freezer (-86°C) | Panasonic | MDF-DU300-H | 17010011 | 2017 |  | Labor 13 | 15 | EG
2901356 | Day1 | 1 | Biological Safety Cabinet | Heraus | HSP 12 |  | 2002 | Filters removed | Labor 14 | 15 | EG
2901357 | Day1 | 1 | Lab Stool | SIMCO |  |  |  |  | Labor 14 | 15 | EG
2901358 | Day1 | 1 | Vacuum Pump | VacuuBrand | BVC control |  |  |  | Labor 14 | 15 | EG
2901359 | Day1 | 1 | CO2 Incubator | Thermo | Heracell 150i | 42101591 | 2017 | Thermo Scientific HERACell 150i CO2 Incubator, features include temperature range up to 55°C, sterilization cycle 90°C, 150-liter capacity, power supply 50/60 Hz, 230V, 2.5A, 0.58 kW, stainless steel construction, humidity control up to 90% RH at 37°C, infrared CO2 sensor. Category: Laboratory Incubator. Dimensions outside: 65.8 x 62.5 x 90 cm. Inside dimension 53 x 47 x 60,7 cm. Weight: 154 lbs (70 kg) . Order Code 51026280 | Labor 14 | 15 | EG
2901361 | Day1 | 1 | Refrigerator | LIEBHERR | KT 1740 |  |  |  | Labor 14 | 15 | EG
2901362 | Day1 | 1 | Freezer | LIEBHERR |  |  |  |  | Labor 14 | 15 | EG
2901363 | Day1 | 1 | Desk Telephone | AVAYA |  |  |  |  | Labor 14 | 15 | EG
2901364 | Day1 | 1 | Radio | GRUNDIG |  |  |  |  | Labor 14 | 15 | EG
2901365 | Day1 | 1 | Microscope | Life Technologies | EVOS™ XL Core / AMEX1000 |  |  |  | Labor 14 | 15 | EG
2901366 | Day1 | 1 | Label Printer | BRADY | BMP51 |  |  |  | Labor 14 | 15 | EG
2901367 | Day1 | 1 | Cell Counter | Invitrogen | Countess | 14011-041 |  |  | Labor 14 | 15 | EG
2901368 | Day1 | 1 | Vortex | HEIDOLPH | Reax Top |  |  |  | Labor 14 | 15 | EG
2901369 | Day1 | 1 | Refrigerated Centrifuge | Thermo | Fresco 21 |  |  |  | Labor 14 | 15 | EG
2901370 | Day1 | 6 | Pipettes | EPPENDORF | Research Plus |  |  | 2xP20, 3xP200, 1x P1000 | Labor 14 | 15 | EG
2901371 | Day1 | 1 | Minifuge | Thermo | MySpin6 |  |  |  | Labor 14 | 15 | EG
2901372 | Day1 | 1 | Step Stool / Kick Stool | [5 empty] | Labor 14 | 15 | EG
2901373 | Day1 | 1 | Lab Stool |  |  |  | 2016 |  | Labor 14 | 15 | EG
2901374 | Day1 | 1 | Metal Office Container | KÖTTERMANN |  |  |  |  | Labor 14 | 15 | EG
2901376 | Day1 | 1 | Water Bath | VWR | 12L |  |  |  | Labor 14 | 15 | EG
2901377 | Day1 | 1 | Refrigerated Centrifuge | Thermo | Multifuge X3R | 42067573 | 2017 | with TX-750 rotor and buckets | Labor 14 | 15 | EG
2901378 | Day1 | 3 | Pipettes | EPPENDORF | Research Plus |  |  | P10, P20, P1000 | Labor 14 | 15 | EG
2901379 | Day1 | 2 | Vortex | VWR | Lab Dancer S040 |  |  |  | Labor 14 | 15 | EG
2901380 | Day1 | 5 | Pipettes |  |  |  |  | P2.5, P10, 2xP200, P1000 | Labor 14 | 15 | EG
2901381 | Day1 | 1 | Electroporation System | Bio-Rad | GenePulse Xcell with PC and CE Module |  |  |  | Labor 14 | 15 | EG
2901382 | Day1 | 1 | Tissue Dissociator | Miltenyi | GentleMACS Octo Dissociator with heater |  |  |  | Labor 14 | 15 | EG
2901383 | Day2 | 1 | Lab Stool | [5 empty] | Labor 14 | 15 | EG
2901384 | Day1 | 1 | CO2 Incubator | Thermo | Heracell 150i |  | 2017 | Thermo Scientific HERACell 150i CO2 Incubator, features include temperature range up to 55°C, sterilization cycle 90°C, 150-liter capacity, power supply 50/60 Hz, 230V, 2.5A, 0.58 kW, stainless steel construction, humidity control up to 90% RH at 37°C, infrared CO2 sensor. Category: Laboratory Incubator. Dimensions outside: 65.8 x 62.5 x 90 cm. Inside dimension 53 x 47 x 60,7 cm. Weight: 154 lbs (70 kg) . Order Code 51026280 | Labor 14 | 15 | EG
2901385 | Day1 | 1 | CO2 Incubator | Thermo | Heracell 150i |  | 2017 | Thermo Scientific HERACell 150i CO2 Incubator, features include temperature range up to 55°C, sterilization cycle 90°C, 150-liter capacity, power supply 50/60 Hz, 230V, 2.5A, 0.58 kW, stainless steel construction, humidity control up to 90% RH at 37°C, infrared CO2 sensor. Category: Laboratory Incubator. Dimensions outside: 65.8 x 62.5 x 90 cm. Inside dimension 53 x 47 x 60,7 cm. Weight: 154 lbs (70 kg) . Order Code 51026280 | Labor 14 | 15 | EG
2901386 | Day1 | 1 | Lab Stool |  |  |  | 2003 |  | Labor 14 | 15 | EG
2901387 | Day1 | 1 | Refrigerator | LIEBHERR | UKS 5000 |  |  |  | Labor 14 | 15 | EG
2901388 | Day1 | 1 | Electroporation System | Invitrogen | Neon NxT | 2520123120745 | 2023 | REF: NEON1 | Labor 14 | 15 | EG
2901389 | Day1 | 1 | Biosafety Cabinet | Thermo | Hera Safe |  |  | 1800mm working width | Labor 14 | 15 | EG